## Sheet1
Parameter Transformer Export/Import | [5 empty] | REMEMBER: SAVE FILE BEFORE IMPORTING
ELEMENT IDENTIFICATION |  | EXPORTING/IMPORTING PARAMETERS
Do not edit the headings of these two columns. |  | Parameter Names (not case sensitive) to Export/Import. Create additional columns/parameter names as needed. Writing stops on first column that does not contain a parameter name in row 5.
ElementID |  | Category | Phase Created | Family and Type | Digipro_Object Code | Digipro_Object Type | B6_1D_Concrete Technique | B6_2D_ST_Actual RFT Ratio (BBS) | B6_2D_ST_Design RFT Ratio | B6_2D_ST_Tender RFT Ratio | Lateral Area | Volume
ElementID | Column1 | Category | Phase Created | Family and Type | Digipro_Object Code | Digipro_Object Type | B6_1D_Concrete Technique | B6_2D_ST_Actual RFT Ratio (BBS) | B6_2D_ST_Design RFT Ratio | B6_2D_ST_Tender RFT Ratio | Lateral Area | Volume
358211 |  | Structural Columns | Existing - ATC | C_COL_CC_Concrete Columns Square_BxH_: 700x700mm | 01-01-01-15-001-30 | Rectangular Column | Cast in Situ |  |  | 175.83 |  | 2.1805
358213 |  | Structural Columns | Existing - ATC | C_COL_CC_Concrete Columns Square_BxH_: 500x500mm | 01-01-01-15-001-30 | Rectangular Column | Cast in Situ |  |  | 175.83 |  | 1.0125
358215 |  | Structural Columns | Existing - ATC | C_COL_CC_Concrete Columns Square_BxH_: 500x500mm | 01-01-01-15-001-30 | Rectangular Column | Cast in Situ |  |  | 175.83 |  | 1.0375
358217 |  | Structural Columns | Existing - ATC | C_COL_CC_Concrete Columns Square_BxH_: 400x400mm | 01-01-01-15-001-30 | Rectangular Column | Cast in Situ |  |  | 175.83 |  | 0.688
358219 |  | Structural Columns | Existing - ATC | C_COL_CC_Concrete Columns Square_BxH_: 400x400mm | 01-01-01-15-001-30 | Rectangular Column | Cast in Situ |  |  | 175.83 |  | 0.712
358221 |  | Structural Columns | Existing - ATC | C_COL_CC_Concrete Columns Square_BxH_: 400x400mm | 01-01-01-16-001-30 | Rectangular Column | Cast in Situ |  |  | 175.83 |  | 0.664
358223 |  | Structural Columns | Existing - ATC | C_COL_CC_Concrete Columns Square_BxH_: 400x400mm | 01-01-01-16-001-30 | Rectangular Column | Cast in Situ |  |  | 175.83 |  | 0.664
358225 |  | Structural Columns | Existing - ATC | C_COL_CC_Concrete Columns Square_BxH_: 400x400mm | 01-01-01-16-001-30 | Rectangular Column | Cast in Situ |  |  | 175.83 |  | 0.664
358227 |  | Structural Columns | Existing - ATC | C_COL_CC_Concrete Columns Square_BxH_: 400x400mm | 01-01-01-16-001-30 | Rectangular Column | Cast in Situ |  |  | 175.83 |  | 0.664
358229 |  | Structural Columns | Existing - ATC | C_COL_CC_Concrete Columns Square_BxH_: 400x400mm | 01-01-01-16-001-30 | Rectangular Column | Cast in Situ |  |  | 175.83 |  | 0.664
358231 |  | Structural Columns | Existing - ATC | C_COL_CC_Concrete Columns Square_BxH_: 400x400mm | 01-01-01-16-001-30 | Rectangular Column | Cast in Situ |  |  | 175.83 |  | 0.664
358233 |  | Structural Columns | Existing - ATC | C_COL_CC_Concrete Columns Square_BxH_: 400x400mm | 01-01-01-16-001-30 | Rectangular Column | Cast in Situ |  |  | 175.83 |  | 0.664
358235 |  | Structural Columns | Existing - ATC | C_COL_CC_Concrete Columns Square_BxH_: 400x400mm | 01-01-01-16-001-30 | Rectangular Column | Cast in Situ |  |  | 175.83 |  | 0.664
358237 |  | Structural Columns | Existing - ATC | C_COL_CC_Concrete Columns Square_BxH_: 400x400mm | 01-01-01-16-001-30 | Rectangular Column | Cast in Situ |  |  | 175.83 |  | 0.664
358239 |  | Structural Columns | Existing - ATC | C_COL_CC_Concrete Columns Square_BxH_: 400x400mm | 01-01-01-16-001-30 | Rectangular Column | Cast in Situ |  |  | 175.83 |  | 0.664
358241 |  | Structural Columns | Existing - ATC | C_COL_CC_Concrete Columns Square_BxH_: 400x400mm | 01-01-01-16-001-30 | Rectangular Column | Cast in Situ |  |  | 175.83 |  | 0.664
358243 |  | Structural Columns | Existing - ATC | C_COL_CC_Concrete Columns Square_BxH_: 400x400mm | 01-01-01-16-001-30 | Rectangular Column | Cast in Situ |  |  | 175.83 |  | 0.664
358245 |  | Structural Columns | Existing - ATC | C_COL_CC_Concrete Columns Square_BxH_: 400x400mm | 01-01-01-16-001-30 | Rectangular Column | Cast in Situ |  |  | 175.83 |  | 0.664
358247 |  | Structural Columns | Existing - ATC | C_COL_CC_Concrete Columns Square_BxH_: 400x400mm | 01-01-01-16-001-30 | Rectangular Column | Cast in Situ |  |  | 175.83 |  | 0.664
358249 |  | Structural Columns | Existing - ATC | C_COL_CC_Concrete Columns Square_BxH_: 400x400mm | 01-01-01-07-001-30 | Rectangular Column | Cast in Situ |  |  | 175.83 |  | 0.656
358251 |  | Structural Columns | Existing - ATC | C_COL_CC_Concrete Columns Rectangular_BxH_: 400x700mm | 01-01-01-07-001-30 | Rectangular Column | Cast in Situ |  |  | 175.83 |  | 1.148
358253 |  | Structural Columns | Existing - ATC | C_COL_CC_Concrete Columns Rectangular_BxH_: 400x700mm | 01-01-01-07-001-30 | Rectangular Column | Cast in Situ |  |  | 175.83 |  | 1.148
358255 |  | Structural Columns | Existing - ATC | C_COL_CC_Concrete Columns Rectangular_BxH_: 300x700mm | 01-01-01-07-001-30 | Rectangular Column | Cast in Situ |  |  | 175.83 |  | 0.861
358257 |  | Structural Columns | Existing - ATC | C_COL_CC_Concrete Columns Rectangular_BxH_: 300x700mm | 01-01-01-07-001-30 | Rectangular Column | Cast in Situ |  |  | 175.83 |  | 0.861
358259 |  | Structural Columns | Existing - ATC | C_COL_CC_Concrete Columns Rectangular_BxH_: 300x700mm | 01-01-01-07-001-30 | Rectangular Column | Cast in Situ |  |  | 175.83 |  | 0.861
358261 |  | Structural Columns | Existing - ATC | C_COL_CC_Concrete Columns Rectangular_BxH_: 400x700mm | 01-01-01-07-001-30 | Rectangular Column | Cast in Situ |  |  | 175.83 |  | 1.148
358263 |  | Structural Columns | Existing - ATC | C_COL_CC_Concrete Columns Square_BxH_: 400x400mm | 01-01-01-07-001-30 | Rectangular Column | Cast in Situ |  |  | 175.83 |  | 0.65385
358265 |  | Structural Columns | Existing - ATC | C_COL_CC_Concrete Columns Rectangular_BxH_: 300x700mm | 01-01-01-07-001-30 | Rectangular Column | Cast in Situ |  |  | 175.83 |  | 1.1655
358267 |  | Structural Columns | Existing - ATC | C_COL_CC_Concrete Columns Rectangular_BxH_: 300x600mm | 01-01-01-07-001-30 | Rectangular Column | Cast in Situ |  |  | 175.83 |  | 0.729
358269 |  | Structural Columns | Existing - ATC | C_COL_CC_Concrete Columns Square_BxH_: 400x400mm | 01-01-01-07-001-30 | Rectangular Column | Cast in Situ |  |  | 175.83 |  | 0.648
358271 |  | Structural Columns | Existing - ATC | C_COL_CC_Concrete Columns Rectangular_BxH_: 528x1480mm | 01-01-01-07-001-30 | Rectangular Column | Cast in Situ |  |  | 175.83 |  | 3.1648
358273 |  | Structural Columns | Existing - ATC | C_COL_CC_Concrete Columns Rectangular_BxH_: 300x700mm | 01-01-01-07-001-30 | Rectangular Column | Cast in Situ |  |  | 175.83 |  | 0.8505
358275 |  | Structural Columns | Existing - ATC | C_COL_CC_Concrete Columns Rectangular_BxH_: 750x1500mm | 01-01-01-07-001-30 | Rectangular Column | Cast in Situ |  |  | 175.83 |  | 3.0473
358277 |  | Structural Columns | Existing - ATC | C_COL_CC_Concrete Columns Rectangular_BxH_: 750x1500mm | 01-01-01-07-001-30 | Rectangular Column | Cast in Situ |  |  | 175.83 |  | 3.0471
358283 |  | Structural Columns | Existing - ATC | C_COL_CC_Concrete Columns Square_BxH_: 700x700mm | 01-01-01-16-001-30 | Rectangular Column | Cast in Situ |  |  | 175.83 |  | 1.9639
358285 |  | Structural Columns | Existing - ATC | C_COL_CC_Concrete Columns Square_BxH_: 700x700mm | 01-01-01-16-001-30 | Rectangular Column | Cast in Situ |  |  | 175.83 |  | 2.0468
358287 |  | Structural Columns | Existing - ATC | C_COL_CC_Concrete Columns Square_BxH_: 700x700mm | 01-01-01-16-001-30 | Rectangular Column | Cast in Situ |  |  | 175.83 |  | 2.0468
358289 |  | Structural Columns | Existing - ATC | C_COL_CC_Concrete Columns Square_BxH_: 700x700mm | 01-01-01-16-001-30 | Rectangular Column | Cast in Situ |  |  | 175.83 |  | 2.0475
358291 |  | Structural Columns | Existing - ATC | C_COL_CC_Concrete Columns Square_BxH_: 700x700mm | 01-01-01-16-001-30 | Rectangular Column | Cast in Situ |  |  | 175.83 |  | 2.0469
358293 |  | Structural Columns | Existing - ATC | C_COL_CC_Concrete Columns Square_BxH_: 700x700mm | 01-01-01-16-001-30 | Rectangular Column | Cast in Situ |  |  | 175.83 |  | 2.0462
358295 |  | Structural Columns | Existing - ATC | C_COL_CC_Concrete Columns Square_BxH_: 700x700mm | 01-01-01-16-001-30 | Rectangular Column | Cast in Situ |  |  | 175.83 |  | 2.0389
358297 |  | Structural Columns | Existing - ATC | C_COL_CC_Concrete Columns Square_BxH_: 700x700mm | 01-01-01-16-001-30 | Rectangular Column | Cast in Situ |  |  | 175.83 |  | 2.1805
358299 |  | Structural Columns | Existing - ATC | C_COL_CC_Concrete Columns Square_BxH_: 700x700mm | 01-01-01-16-001-30 | Rectangular Column | Cast in Situ |  |  | 175.83 |  | 2.1805
358301 |  | Structural Columns | Existing - ATC | C_COL_CC_Concrete Columns Square_BxH_: 700x700mm | 01-01-01-16-001-30 | Rectangular Column | Cast in Situ |  |  | 175.83 |  | 2.1805
358303 |  | Structural Columns | Existing - ATC | C_COL_CC_Concrete Columns Square_BxH_: 400x400mm | 01-01-01-15-001-30 | Rectangular Column | Cast in Situ |  |  | 175.83 |  | 0.584
358305 |  | Structural Columns | Existing - ATC | C_COL_CC_Concrete Columns Square_BxH_: 400x400mm | 01-01-01-15-001-30 | Rectangular Column | Cast in Situ |  |  | 175.83 |  | 0.584
358307 |  | Structural Columns | Existing - ATC | C_COL_CC_Concrete Columns Square_BxH_: 400x400mm | 01-01-01-15-001-30 | Rectangular Column | Cast in Situ |  |  | 175.83 |  | 0.584
358309 |  | Structural Columns | Existing - ATC | C_COL_CC_Concrete Columns Square_BxH_: 400x400mm | 01-01-01-15-001-30 | Rectangular Column | Cast in Situ |  |  | 175.83 |  | 0.584
358311 |  | Structural Columns | Existing - ATC | C_COL_CC_Concrete Columns Square_BxH_: 400x400mm | 01-01-01-15-001-30 | Rectangular Column | Cast in Situ |  |  | 175.83 |  | 0.584
358313 |  | Structural Columns | Existing - ATC | C_COL_CC_Concrete Columns Square_BxH_: 400x400mm | 01-01-01-15-001-30 | Rectangular Column | Cast in Situ |  |  | 175.83 |  | 0.584
358315 |  | Structural Columns | Existing - ATC | C_COL_CC_Concrete Columns Square_BxH_: 400x400mm | 01-01-01-15-001-30 | Rectangular Column | Cast in Situ |  |  | 175.83 |  | 0.584
358317 |  | Structural Columns | Existing - ATC | C_COL_CC_Concrete Columns Square_BxH_: 450x450mm | 01-01-01-14-001-30 | Rectangular Column | Cast in Situ |  |  | 175.83 |  | 0.67838
358319 |  | Structural Columns | Existing - ATC | C_COL_CC_Concrete Columns Square_BxH_: 450x450mm | 01-01-01-14-001-30 | Rectangular Column | Cast in Situ |  |  | 175.83 |  | 0.67838
358321 |  | Structural Columns | Existing - ATC | C_COL_CC_Concrete Columns Square_BxH_: 400x400mm | 01-01-01-14-001-30 | Rectangular Column | Cast in Situ |  |  | 175.83 |  | 1.112
360776 |  | Structural Columns | Existing - ATC | C_COL_CC_Concrete Columns Rectangular_BxH_: 300x600mm | 01-01-01-07-001-30 | Rectangular Column | Cast in Situ |  |  | 175.83 |  | 0.729
360818 |  | Structural Columns | Existing - ATC | C_COL_CC_Concrete Columns Rectangular_BxH_: 300x700mm | 01-01-01-07-001-30 | Rectangular Column | Cast in Situ |  |  | 175.83 |  | 0.8505
360837 |  | Structural Columns | Existing - ATC | C_COL_CC_Concrete Columns Rectangular_BxH_: 400x700mm | 01-01-01-07-001-30 | Rectangular Column | Cast in Situ |  |  | 175.83 |  | 1.134
360858 |  | Structural Columns | Existing - ATC | C_COL_CC_Concrete Columns Rectangular_BxH_: 300x700mm | 01-01-01-07-001-30 | Rectangular Column | Cast in Situ |  |  | 175.83 |  | 0.8505
360877 |  | Structural Columns | Existing - ATC | C_COL_CC_Concrete Columns Rectangular_BxH_: 300x600mm | 01-01-01-07-001-30 | Rectangular Column | Cast in Situ |  |  | 175.83 |  | 0.729
360897 |  | Structural Columns | Existing - ATC | C_COL_CC_Concrete Columns Rectangular_BxH_: 300x600mm | 01-01-01-07-001-30 | Rectangular Column | Cast in Situ |  |  | 175.83 |  | 0.729
369236 |  | Walls | Existing - ATC | Basic Wall: C_WAL_CW_Concrete Wall_T_500mm | 01-01-01-07-001-30 | Wall | Cast in Situ |  |  | 132.04 |  | 33.4205
369238 |  | Walls | Existing - ATC | Basic Wall: C_WAL_CW_Concrete Wall_T_500mm | 01-01-01-07-001-30 | Wall | Cast in Situ |  |  | 132.04 |  | 31.1851
369240 |  | Walls | Existing - ATC | Basic Wall: C_WAL_CW_Concrete Wall_T_500mm | 01-01-01-07-001-30 | Wall | Cast in Situ |  |  | 132.04 |  | 31.8142
369242 |  | Walls | Existing - ATC | Basic Wall: C_WAL_CW_Concrete Wall_T_500mm | 01-01-01-07-001-30 | Wall | Cast in Situ |  |  | 132.04 |  | 22.3908
369244 |  | Walls | Existing - ATC | Basic Wall: C_WAL_CW_Concrete Wall_T_500mm | 01-01-01-07-001-30 | Wall | Cast in Situ |  |  | 132.04 |  | 44.3783
369246 |  | Walls | Existing - ATC | Basic Wall: C_WAL_CW_Concrete Wall_T_350mm | 01-01-01-07-001-30 | Wall | Cast in Situ |  |  | 132.04 |  | 6.6622
369248 |  | Walls | Existing - ATC | Basic Wall: C_WAL_CW_Concrete Wall_T_350mm | 01-01-01-07-001-30 | Wall | Cast in Situ |  |  | 132.04 |  | 9.643
369250 |  | Walls | Existing - ATC | Basic Wall: C_WAL_CW_Concrete Wall_T_350mm | 01-01-01-07-001-30 | Wall | Cast in Situ |  |  | 132.04 |  | 5.1455
369252 |  | Walls | Existing - ATC | Basic Wall: C_WAL_CW_Concrete Wall_T_350mm | 01-01-01-07-001-30 | Wall | Cast in Situ |  |  | 132.04 |  | 8.0716
369388 |  | Walls | Existing - ATC | Basic Wall: C_WAL_CW_Concrete Wall_T_500mm | 01-01-01-07-001-30 | Wall | Cast in Situ |  |  | 132.04 |  | 16.8678
369461 |  | Walls | Existing - ATC | Basic Wall: C_WAL_CW_Concrete Wall_T_370mm | 01-01-01-14-001-30 | Wall | Cast in Situ |  |  | 132.04 |  | 4.1209
369463 |  | Walls | Existing - ATC | Basic Wall: C_WAL_CW_Concrete Wall_T_350mm | 01-01-01-14-001-30 | Wall | Cast in Situ |  |  | 132.04 |  | 3.936
369465 |  | Walls | Existing - ATC | Basic Wall: C_WAL_CW_Concrete Wall_T_370mm | 01-01-01-14-001-30 | Wall | Cast in Situ |  |  | 132.04 |  | 0.27741
369467 |  | Walls | Existing - ATC | Basic Wall: C_WAL_CW_Concrete Wall_T_350mm | 01-01-01-14-001-30 | Wall | Cast in Situ |  |  | 132.04 |  | 3.9554
369469 |  | Walls | Existing - ATC | Basic Wall: C_WAL_CW_Concrete Wall_T_350mm | 01-01-01-14-001-30 | Wall | Cast in Situ |  |  | 132.04 |  | 8.4193
369471 |  | Walls | Existing - ATC | Basic Wall: C_WAL_CW_Concrete Wall_T_350mm | 01-01-01-14-001-30 | Wall | Cast in Situ |  |  | 132.04 |  | 3.7008
369639 |  | Walls | Existing - ATC | Basic Wall: C_WAL_CW_Concrete Wall_T_500mm | 01-01-01-16-001-30 | Retaining Wall | Cast in Situ |  |  | 190.22 |  | 27.3375
369641 |  | Walls | Existing - ATC | Basic Wall: C_WAL_CW_Concrete Wall_T_500mm | 01-01-01-16-001-30 | Retaining Wall | Cast in Situ |  |  | 190.22 |  | 20.609
369643 |  | Walls | Existing - ATC | Basic Wall: C_WAL_CW_Concrete Wall_T_500mm | 01-01-01-07-001-30 | Wall | Cast in Situ |  |  | 132.04 |  | 3.0325
369649 |  | Walls | Existing - ATC | Basic Wall: C_WAL_CW_Concrete Wall_T_400mm | 01-01-01-16-001-30 | Wall | Cast in Situ |  |  | 132.04 |  | 17.3109
369653 |  | Walls | Existing - ATC | Basic Wall: C_WAL_CW_Concrete Wall_T_400mm | 01-01-01-16-001-30 | Wall | Cast in Situ |  |  | 132.04 |  | 5.1185
369659 |  | Walls | Existing - ATC | Basic Wall: C_WAL_CW_Concrete Wall_T_500mm | 01-01-01-16-001-30 | Wall | Cast in Situ |  |  | 132.04 |  | 15.7705
369718 |  | Walls | Existing - ATC | Basic Wall: C_WAL_CW_Concrete Wall_T_600mm | 01-01-01-16-001-30 | Wall | Cast in Situ |  |  | 132.04 |  | 10.6545
369720 |  | Walls | Existing - ATC | Basic Wall: C_WAL_CW_Concrete Wall_T_600mm | 01-01-01-16-001-30 | Wall | Cast in Situ |  |  | 132.04 |  | 18.1525
369722 |  | Walls | Existing - ATC | Basic Wall: C_WAL_CW_Concrete Wall_T_600mm | 01-01-01-16-001-30 | Wall | Cast in Situ |  |  | 132.04 |  | 9.5812
369724 |  | Walls | Existing - ATC | Basic Wall: C_WAL_CW_Concrete Wall_T_500mm | 01-01-01-16-001-30 | Wall | Cast in Situ |  |  | 132.04 |  | 9.4934
369728 |  | Walls | Existing - ATC | Basic Wall: C_WAL_CW_Concrete Wall_T_500mm | 01-01-01-16-001-30 | Wall | Cast in Situ |  |  | 132.04 |  | 6.9488
369730 |  | Walls | Existing - ATC | Basic Wall: C_WAL_CW_Concrete Wall_T_450mm | 01-01-01-16-001-30 | Wall | Cast in Situ |  |  | 132.04 |  | 9.6864
384696 |  | Walls | Existing - ATC | Basic Wall: C_WAL_CW_Concrete Wall_T_500mm | 01-01-01-07-001-30 | Wall | Cast in Situ |  |  | 132.04 |  | 9.5655
384697 |  | Walls | Existing - ATC | Basic Wall: C_WAL_CW_Concrete Wall_T_500mm | 01-01-01-07-001-30 | Wall | Cast in Situ |  |  | 132.04 |  | 2.775
384698 |  | Walls | Existing - ATC | Basic Wall: C_WAL_CW_Concrete Wall_T_500mm | 01-01-01-07-001-30 | Wall | Cast in Situ |  |  | 132.04 |  | 0.061965
385375 |  | Walls | Existing - ATC | Basic Wall: C_WAL_CW_Concrete Wall_T_350mm | 01-01-01-07-001-30 | Wall | Cast in Situ |  |  | 132.04 |  | 4.21
385495 |  | Walls | Existing - ATC | Basic Wall: C_WAL_CW_Concrete Wall_T_700mm | 01-01-01-07-001-30 | Wall | Cast in Situ |  |  | 132.04 |  | 6.6623
385549 |  | Walls | Existing - ATC | Basic Wall: C_WAL_CW_Concrete Wall_T_700mm | 01-01-01-07-001-30 | Wall | Cast in Situ |  |  | 132.04 |  | 6.6623
385857 |  | Walls | Existing - ATC | Basic Wall: C_WAL_CW_Concrete Wall_T_737mm | 01-01-01-07-001-30 | Wall | Cast in Situ |  |  | 132.04 |  | 4.7902
386663 |  | Walls | Existing - ATC | Basic Wall: C_WAL_CW_Concrete Wall_T_500mm | 01-01-01-07-001-30 | Wall | Cast in Situ |  |  | 132.04 |  | 7.2267
386677 |  | Walls | Existing - ATC | Basic Wall: C_WAL_CW_Concrete Wall_T_500mm | 01-01-01-07-001-30 | Wall | Cast in Situ |  |  | 132.04 |  | 4.9389
386795 |  | Walls | Existing - ATC | Basic Wall: C_WAL_CW_Concrete Wall_T_500mm | 01-01-01-07-001-30 | Wall | Cast in Situ |  |  | 132.04 |  | 6.4658
391023 |  | Generic Models | New Construction | Wall Void: Wall Void
394698 |  | Structural Columns | Existing - ATC | C_COL_CC_Concrete Columns Rectangular_BxH_: 750x1500mm | 01-01-01-07-001-30 | Rectangular Column | Cast in Situ |  |  | 175.83 |  | 3.0365
394706 |  | Structural Columns | Existing - ATC | C_COL_CC_Concrete Columns Rectangular_BxH_: 750x1500mm | 01-01-01-07-001-30 | Rectangular Column | Cast in Situ |  |  | 175.83 |  | 3.0325
394712 |  | Structural Columns | Existing - ATC | C_COL_CC_Concrete Columns Rectangular_BxH_: 750x1500mm | 01-01-01-07-001-30 | Rectangular Column | Cast in Situ |  |  | 175.83 |  | 3.0343
394835 |  | Structural Columns | Existing - ATC | C_COL_CC_Concrete Columns Rectangular_BxH_: 1950x1500mm | 01-01-01-07-001-30 | Rectangular Column | Cast in Situ |  |  | 175.83 |  | 11.8447
395269 |  | Doors | New Construction | ATC_Door_Opening: 1500 x 2320
395368 |  | Walls | Existing - ATC | Basic Wall: C_WAL_CW_Concrete Wall_T_500mm | 01-01-01-07-001-30 | Wall | Cast in Situ |  |  | 132.04 |  | 0.27867
396317 |  | Walls | Existing - ATC | Basic Wall: C_WAL_CW_Concrete Wall_T_500mm | 01-01-01-07-001-30 | Wall | Cast in Situ |  |  | 132.04 |  | 15.5076
396429 |  | Walls | Existing - ATC | Basic Wall: C_WAL_CW_Concrete Wall_T_500mm | 01-01-01-07-001-30 | Wall | Cast in Situ |  |  | 132.04 |  | 6.1965
396513 |  | Walls | Existing - ATC | Basic Wall: C_WAL_CW_Concrete Wall_T_500mm | 01-01-01-07-001-30 | Wall | Cast in Situ |  |  | 132.04 |  | 2.0251
396565 |  | Walls | Existing - ATC | Basic Wall: C_WAL_CW_Concrete Wall_T_750mm | 01-01-01-07-001-30 | Wall | Cast in Situ |  |  | 132.04 |  | 3.0359
396613 |  | Walls | Existing - ATC | Basic Wall: C_WAL_CW_Concrete Wall_T_750mm | 01-01-01-07-001-30 | Wall | Cast in Situ |  |  | 132.04 |  | 4.3059
396667 |  | Walls | Existing - ATC | Basic Wall: C_WAL_CW_Concrete Wall_T_750mm | 01-01-01-07-001-30 | Wall | Cast in Situ |  |  | 132.04 |  | 3.0359
397234 |  | Walls | Existing - ATC | Basic Wall: C_WAL_CW_Concrete Wall_T_750mm | 01-01-01-07-001-30 | Wall | Cast in Situ |  |  | 132.04 |  | 3.0481
397247 |  | Walls | Existing - ATC | Basic Wall: C_WAL_CW_Concrete Wall_T_750mm | 01-01-01-07-001-30 | Wall | Cast in Situ |  |  | 132.04 |  | 2.9962
397274 |  | Walls | Existing - ATC | Basic Wall: C_WAL_CW_Concrete Wall_T_750mm | 01-01-01-07-001-30 | Wall | Cast in Situ |  |  | 132.04 |  | 2.9995
397287 |  | Walls | Existing - ATC | Basic Wall: C_WAL_CW_Concrete Wall_T_750mm | 01-01-01-07-001-30 | Wall | Cast in Situ |  |  | 132.04 |  | 4.5097
397302 |  | Walls | Existing - ATC | Basic Wall: C_WAL_CW_Concrete Wall_T_750mm | 01-01-01-07-001-30 | Wall | Cast in Situ |  |  | 132.04 |  | 3.0272
397315 |  | Walls | Existing - ATC | Basic Wall: C_WAL_CW_Concrete Wall_T_750mm | 01-01-01-07-001-30 | Wall | Cast in Situ |  |  | 132.04 |  | 3.0249
397328 |  | Walls | Existing - ATC | Basic Wall: C_WAL_CW_Concrete Wall_T_750mm | 01-01-01-07-001-30 | Wall | Cast in Situ |  |  | 132.04 |  | 3.0306
397341 |  | Walls | Existing - ATC | Basic Wall: C_WAL_CW_Concrete Wall_T_750mm | 01-01-01-07-001-30 | Wall | Cast in Situ |  |  | 132.04 |  | 4.0453
397445 |  | Walls | Existing - ATC | Basic Wall: C_WAL_CW_Concrete Wall_T_625mm | 01-01-01-16-001-30 | Wall | Cast in Situ |  |  | 132.04 |  | 12.6547
397467 |  | Walls | Existing - ATC | Basic Wall: C_WAL_CW_Concrete Wall_T_510mm | 01-01-01-16-001-30 | Wall | Cast in Situ |  |  | 132.04 |  | 19.2097
399356 |  | Floors | Existing - ATC | Floor: C_SL_Concrete Slab_T_300mm | 01-01-01-07-002-30 | Suspended Slab | Cast in Situ |  |  | 155 |  | 40.0816
399575 |  | Floors | Existing - ATC | Floor: C_SL_Concrete Slab_T_300mm | 01-01-01-07-002-30 | Suspended Slab | Cast in Situ |  |  | 155 |  | 17.1699
399784 |  | Floors | Existing - ATC | Floor: C_SL_Concrete Slab_T_300mm | 01-01-01-14-002-30 | Suspended Slab | Cast in Situ |  |  | 155 |  | 48.7643
399962 |  | Floors | Existing - ATC | Floor: C_SL_Concrete Slab_T_300mm | 01-01-01-07-002-30 | Suspended Slab | Cast in Situ |  |  | 155 |  | 11.8866
400810 |  | Floors | Existing - ATC | Floor: C_SL_Concrete Slab_T_300mm | 01-01-01-07-002-30 | Suspended Slab | Cast in Situ |  |  | 155 |  | 10.0737
400893 |  | Floors | Existing - ATC | Floor: C_SL_Concrete Slab_T_300mm | 01-01-01-07-002-30 | Suspended Slab | Cast in Situ |  |  | 155 |  | 10.0706
401119 |  | Floors | Existing - ATC | Floor: C_SL_Concrete Slab_T_300mm | 01-01-01-07-002-30 | Suspended Slab | Cast in Situ |  |  | 155 |  | 11.8201
401789 |  | Walls | Existing - ATC | Basic Wall: C_WAL_CW_Concrete Wall Planted_T_300mm | 01-01-01-07-002-30 | Wall | Cast in Situ |  |  | 119.75 |  | 2.504
401822 |  | Walls | Existing - ATC | Basic Wall: C_WAL_CW_Concrete Wall Planted_T_300mm | 01-01-01-07-002-30 | Wall | Cast in Situ |  |  | 119.75 |  | 1.7246
401837 |  | Walls | Existing - ATC | Basic Wall: C_WAL_CW_Concrete Wall Planted_T_300mm | 01-01-01-07-002-30 | Wall | Cast in Situ |  |  | 119.75 |  | 1.8705
401850 |  | Walls | Existing - ATC | Basic Wall: C_WAL_CW_Concrete Wall Planted_T_300mm | 01-01-01-07-002-30 | Wall | Cast in Situ |  |  | 119.75 |  | 1.8692
401863 |  | Walls | Existing - ATC | Basic Wall: C_WAL_CW_Concrete Wall Planted_T_300mm | 01-01-01-07-002-30 | Wall | Cast in Situ |  |  | 119.75 |  | 1.7243
401878 |  | Walls | Existing - ATC | Basic Wall: C_WAL_CW_Concrete Wall Planted_T_300mm | 01-01-01-07-002-30 | Wall | Cast in Situ |  |  | 119.75 |  | 2.5839
402576 |  | Walls | Existing - ATC | Basic Wall: C_WAL_CW_Concrete Wall Planted_T_400mm | 01-01-01-07-002-30 | Wall | Cast in Situ |  |  | 119.75 |  | 3.0387
402593 |  | Walls | Existing - ATC | Basic Wall: C_WAL_CW_Concrete Wall Planted_T_400mm | 01-01-01-07-002-30 | Wall | Cast in Situ |  |  | 119.75 |  | 1.3177
403715 |  | Walls | Existing - ATC | Basic Wall: C_WAL_CW_Concrete Wall_T_500mm | 01-01-01-07-002-30 | Wall | Cast in Situ |  |  | 119.75 |  | 25.2614
403717 |  | Walls | Existing - ATC | Basic Wall: C_WAL_CW_Concrete Wall Planted _T_600mm | 01-01-01-07-004-30 | Wall | Cast in Situ |  |  | 163.8 |  | 6.573
403849 |  | Walls | Existing - ATC | Basic Wall: C_WAL_CW_Concrete Wall_T_500mm | 01-01-01-07-002-30 | Wall | Cast in Situ |  |  | 119.75 |  | 26.5558
403851 |  | Walls | Existing - ATC | Basic Wall: C_WAL_CW_Concrete Wall_T_500mm | 01-01-01-07-002-30 | Wall | Cast in Situ |  |  | 119.75 |  | 18.7413
403853 |  | Walls | Existing - ATC | Basic Wall: C_WAL_CW_Concrete Wall_T_500mm | 01-01-01-07-002-30 | Wall | Cast in Situ |  |  | 119.75 |  | 32.0169
404449 |  | Walls | Existing - ATC | Basic Wall: C_WAL_CW_Concrete Wall_T_750mm | 01-01-01-07-002-30 | Wall | Cast in Situ |  |  | 119.75 |  | 2.4703
404451 |  | Walls | Existing - ATC | Basic Wall: C_WAL_CW_Concrete Wall_T_750mm | 01-01-01-07-002-30 | Wall | Cast in Situ |  |  | 119.75 |  | 2.4707
404453 |  | Walls | Existing - ATC | Basic Wall: C_WAL_CW_Concrete Wall_T_750mm | 01-01-01-07-002-30 | Wall | Cast in Situ |  |  | 119.75 |  | 2.4707
404457 |  | Walls | Existing - ATC | Basic Wall: C_WAL_CW_Concrete Wall_T_750mm | 01-01-01-07-002-30 | Wall | Cast in Situ |  |  | 119.75 |  | 2.4707
404459 |  | Walls | Existing - ATC | Basic Wall: C_WAL_CW_Concrete Wall_T_750mm | 01-01-01-07-002-30 | Wall | Cast in Situ |  |  | 119.75 |  | 2.4766
404461 |  | Walls | Existing - ATC | Basic Wall: C_WAL_CW_Concrete Wall_T_750mm | 01-01-01-07-002-30 | Wall | Cast in Situ |  |  | 119.75 |  | 2.4707
404581 |  | Structural Columns | Existing - ATC | C_COL_CC_Concrete Columns Rectangular_BxH_: 750x1500mm | 01-01-01-07-002-30 | Rectangular Column | Cast in Situ |  |  | 175.83 |  | 2.6134
404583 |  | Structural Columns | Existing - ATC | C_COL_CC_Concrete Columns Rectangular_BxH_: 750x1500mm | 01-01-01-07-002-30 | Rectangular Column | Cast in Situ |  |  | 175.83 |  | 2.6133
404585 |  | Structural Columns | Existing - ATC | C_COL_CC_Concrete Columns Rectangular_BxH_: 750x1500mm | 01-01-01-07-002-30 | Rectangular Column | Cast in Situ |  |  | 175.83 |  | 2.5918
404587 |  | Structural Columns | Existing - ATC | C_COL_CC_Concrete Columns Rectangular_BxH_: 750x1500mm | 01-01-01-07-002-30 | Rectangular Column | Cast in Situ |  |  | 175.83 |  | 3.7125
404589 |  | Structural Columns | Existing - ATC | C_COL_CC_Concrete Columns Rectangular_BxH_: 750x1500mm | 01-01-01-07-002-30 | Rectangular Column | Cast in Situ |  |  | 175.83 |  | 2.4765
404591 |  | Structural Columns | Existing - ATC | C_COL_CC_Concrete Columns Rectangular_BxH_: 4500x1500mm | 01-01-01-07-002-30 | Rectangular Column | Cast in Situ |  |  | 175.83 |  | 20.9169
405230 |  | Walls | Existing - ATC | Basic Wall: C_WAL_CW_Concrete Wall Planted_T_400mm | 01-01-01-07-002-30 | Wall | Cast in Situ |  |  | 119.75 |  | 1.3132
405329 |  | Walls | Existing - ATC | Basic Wall: C_WAL_CW_Concrete Wall Planted_T_400mm | 01-01-01-07-002-30 | Wall | Cast in Situ |  |  | 119.75 |  | 3.0657
405527 |  | Floors | Existing - ATC | Floor: C_SL_Concrete Slab_T_300mm | 01-01-01-07-003-30 | Suspended Slab | Cast in Situ |  |  | 155 |  | 70.1534
405968 |  | Walls | Existing - ATC | Basic Wall: C_WAL_CW_Concrete Wall_T_500mm | 01-01-01-07-002-30 | Wall | Cast in Situ |  |  | 119.75 |  | 2.2319
405976 |  | Walls | Existing - ATC | Basic Wall: C_WAL_CW_Concrete Wall_T_500mm | 01-01-01-07-002-30 | Wall | Cast in Situ |  |  | 119.75 |  | 2.58
406039 |  | Walls | Existing - ATC | Basic Wall: C_WAL_CW_Concrete Wall Planted_T_400mm | 01-01-01-07-002-30 | Wall | Cast in Situ |  |  | 119.75 |  | 1.4534
406360 |  | Walls | Existing - ATC | Basic Wall: C_WAL_CW_Concrete Wall Planted_T_400mm | 01-01-01-07-002-30 | Wall | Cast in Situ |  |  | 119.75 |  | 3.2077
406370 |  | Walls | Existing - ATC | Basic Wall: C_WAL_CW_Concrete Wall Planted_T_400mm | 01-01-01-07-002-30 | Wall | Cast in Situ |  |  | 119.75 |  | 2.7316
406713 |  | Walls | Existing - ATC | Basic Wall: C_WAL_CW_Concrete Wall Planted_T_400mm | 01-01-01-07-002-30 | Wall | Cast in Situ |  |  | 119.75 |  | 1.126
408212 |  | Structural Columns | Existing - ATC | C_COL_CC_Concrete Columns Rectangular_BxH_: 300x700mm | 01-01-01-07-002-30 | Rectangular Column | Cast in Situ |  |  | 175.83 |  | 0.4662
408214 |  | Structural Columns | Existing - ATC | C_COL_CC_Concrete Columns Rectangular_BxH_: 300x700mm | 01-01-01-07-002-30 | Rectangular Column | Cast in Situ |  |  | 175.83 |  | 0.4662
408216 |  | Structural Columns | Existing - ATC | C_COL_CC_Concrete Columns Rectangular_BxH_: 300x700mm | 01-01-01-07-002-30 | Rectangular Column | Cast in Situ |  |  | 175.83 |  | 0.4662
408284 |  | Structural Columns | Existing - ATC | C_COL_CC_Concrete Columns Rectangular_BxH_: 300x600mm | 01-01-01-07-002-30 | Rectangular Column | Cast in Situ |  |  | 175.83 |  | 0.531
408286 |  | Structural Columns | Existing - ATC | C_COL_CC_Concrete Columns Rectangular_BxH_: 300x600mm | 01-01-01-07-002-30 | Rectangular Column | Cast in Situ |  |  | 175.83 |  | 0.486
408305 |  | Structural Columns | Existing - ATC | C_COL_CC_Concrete Columns Rectangular_BxH_: 300x600mm | 01-01-01-07-002-30 | Rectangular Column | Cast in Situ |  |  | 175.83 |  | 0.531
408307 |  | Structural Columns | Existing - ATC | C_COL_CC_Concrete Columns Square_BxH_: 400x400mm | 01-01-01-07-002-30 | Rectangular Column | Cast in Situ |  |  | 175.83 |  | 0.472
408309 |  | Structural Columns | Existing - ATC | C_COL_CC_Concrete Columns Rectangular_BxH_: 528x1480mm | 01-01-01-07-002-30 | Rectangular Column | Cast in Situ |  |  | 175.83 |  | 2.3052
408410 |  | Walls | Existing - ATC | Basic Wall: C_WAL_CW_Concrete Wall Planted_T_300mm | 01-01-01-07-002-30 | Wall | Cast in Situ |  |  | 119.75 |  | 1.53
408530 |  | Walls | Existing - ATC | Basic Wall: C_WAL_CW_Concrete Wall Planted_T_300mm | 01-01-01-07-002-30 | Wall | Cast in Situ |  |  | 119.75 |  | 0.98109
408599 |  | Structural Columns | Existing - ATC | C_COL_CC_Concrete Columns Rectangular_BxH_: 300x700mm | 01-01-01-07-002-30 | Rectangular Column | Cast in Situ |  |  | 175.83 |  | 0.61917
412767 |  | Walls | Existing - ATC | Basic Wall: C_WAL_CW_Concrete Wall_T_350mm | 01-01-01-07-002-30 | Wall | Cast in Situ |  |  | 119.75 |  | 4.8527
412771 |  | Walls | Existing - ATC | Basic Wall: C_WAL_CW_Concrete Wall_T_350mm | 01-01-01-07-002-30 | Wall | Cast in Situ |  |  | 119.75 |  | 3.748
412773 |  | Walls | Existing - ATC | Basic Wall: C_WAL_CW_Concrete Wall_T_350mm | 01-01-01-07-002-30 | Wall | Cast in Situ |  |  | 119.75 |  | 5.2793
412775 |  | Walls | Existing - ATC | Basic Wall: C_WAL_CW_Concrete Wall_T_350mm | 01-01-01-07-002-30 | Wall | Cast in Situ |  |  | 119.75 |  | 7.9043
412777 |  | Walls | Existing - ATC | Basic Wall: C_WAL_CW_Concrete Wall_T_350mm | 01-01-01-07-002-30 | Wall | Cast in Situ |  |  | 119.75 |  | 2.8126
412779 |  | Walls | Existing - ATC | Basic Wall: C_WAL_CW_Concrete Wall_T_700mm | 01-01-01-07-002-30 | Wall | Cast in Situ |  |  | 119.75 |  | 2.7143
412781 |  | Walls | Existing - ATC | Basic Wall: C_WAL_CW_Concrete Wall_T_700mm | 01-01-01-07-002-30 | Wall | Cast in Situ |  |  | 119.75 |  | 2.7143
412783 |  | Walls | Existing - ATC | Basic Wall: C_WAL_CW_Concrete Wall_T_737mm | 01-01-01-07-002-30 | Wall | Cast in Situ |  |  | 119.75 |  | 3.498
412796 |  | Generic Models | New Construction | Wall Void1: Wall Void
412851 |  | Floors | Existing - ATC | Floor: C_SL_Concrete Slab_T_300mm | 01-01-01-07-002-30 | Suspended Slab | Cast in Situ |  |  | 155 |  | 48.5274
412943 |  | Walls | Existing - ATC | Basic Wall: C_WAL_CW_Concrete Wall_T_500mm | 01-01-01-07-002-30 | Wall | Cast in Situ |  |  | 119.75 |  | 5.1884
412945 |  | Walls | Existing - ATC | Basic Wall: C_WAL_CW_Concrete Wall_T_500mm | 01-01-01-07-002-30 | Wall | Cast in Situ |  |  | 119.75 |  | 3.5459
412947 |  | Walls | Existing - ATC | Basic Wall: C_WAL_CW_Concrete Wall_T_500mm | 01-01-01-07-002-30 | Wall | Cast in Situ |  |  | 119.75 |  | 4.6432
413207 |  | Floors | Existing - ATC | Floor: C_SL_Concrete Slab_T_300mm | 01-01-01-07-002-30 | Suspended Slab | Cast in Situ |  |  | 155 |  | 1.3689
413279 |  | Floors | New Construction | Floor: C_SL_Concrete Slab_T_300mm | 01-01-01-16-002-30 | Suspended Slab | Cast in Situ |  |  | 155 |  | 2.6992
413362 |  | Floors | Existing - ATC | Floor: C_SL_Concrete Slab_T_300mm | 01-01-01-07-002-30 | Suspended Slab | Cast in Situ |  |  | 155 |  | 1.2502
413549 |  | Walls | New Construction | Basic Wall: C_WAL_CW_Concrete Wall_T_250mm | 01-01-01-07-002-30 | Wall | Cast in Situ |  |  | 119.75 |  | 0.14076
413563 |  | Walls | New Construction | Basic Wall: C_WAL_CW_Concrete Wall_T_250mm | 01-01-01-07-002-30 | Wall | Cast in Situ |  |  | 119.75 |  | 0.13747
413991 |  | Floors | New Construction | Floor: C_SL_Concrete Slab_T_200mm | 01-01-01-07-002-30 | Suspended Slab | Cast in Situ |  |  | 155 |  | 0.43411
418454 |  | Walls | Existing - ATC | Basic Wall: C_WAL_CW_Concrete Wall_T_500mm | 01-01-01-07-002-30 | Wall | Cast in Situ |  |  | 119.75 |  | 1.325
418458 |  | Walls | Existing - ATC | Basic Wall: C_WAL_CW_Concrete Wall_T_500mm | 01-01-01-07-002-30 | Wall | Cast in Situ |  |  | 119.75 |  | 7.2875
418460 |  | Walls | Existing - ATC | Basic Wall: C_WAL_CW_Concrete Wall_T_500mm | 01-01-01-07-002-30 | Wall | Cast in Situ |  |  | 119.75 |  | 1.5543
418462 |  | Walls | Existing - ATC | Basic Wall: C_WAL_CW_Concrete Wall_T_750mm | 01-01-01-07-002-30 | Wall | Cast in Situ |  |  | 119.75 |  | 2.1514
418464 |  | Walls | Existing - ATC | Basic Wall: C_WAL_CW_Concrete Wall_T_750mm | 01-01-01-07-002-30 | Wall | Cast in Situ |  |  | 119.75 |  | 2.1514
418466 |  | Walls | Existing - ATC | Basic Wall: C_WAL_CW_Concrete Wall_T_750mm | 01-01-01-07-002-30 | Wall | Cast in Situ |  |  | 119.75 |  | 2.1514
418478 |  | Walls | Existing - ATC | Basic Wall: C_WAL_CW_Concrete Wall_T_625mm | 01-01-01-07-002-30 | Wall | Cast in Situ |  |  | 119.75 |  | 2.4845
419047 |  | Walls | Existing - ATC | Basic Wall: C_WAL_CW_Concrete Wall_T_500mm | 01-01-01-07-002-30 | Wall | Cast in Situ |  |  | 119.75 |  | 11.7038
419189 |  | Walls | Existing - ATC | Basic Wall: C_WAL_CW_Concrete Wall_T_500mm | 01-01-01-07-002-30 | Wall | Cast in Situ |  |  | 119.75 |  | 4.9992
439783 |  | Structural Framing | Existing - ATC | C_BEA_CB_Concrete Beams_BxH_: 300x480mm | 01-01-01-07-003-30 | Suspended Beam | Cast in Situ |  |  | 460.63 |  | 0.36635
439822 |  | Structural Framing | Existing - ATC | C_BEA_CB_Concrete Beams_BxH_: 300x480mm | 01-01-01-07-003-30 | Suspended Beam | Cast in Situ |  |  | 460.63 |  | 0.36612
454366 |  | Structural Framing | Existing - ATC | C_BEA_CB_Concrete Beams_BxH_: 400x645mm | 01-01-01-07-003-30 | Suspended Beam | Cast in Situ |  |  | 460.63 |  | 1.0548
454375 |  | Structural Framing | Existing - ATC | C_BEA_CB_Concrete Beams_BxH_: 300x450mm | 01-01-01-07-003-30 | Suspended Beam | Cast in Situ |  |  | 460.63 |  | 0.35311
454381 |  | Structural Framing | Existing - ATC | C_BEA_CB_Concrete Beams_BxH_: 300x450mm | 01-01-01-07-003-30 | Suspended Beam | Cast in Situ |  |  | 460.63 |  | 0.56374
454387 |  | Structural Framing | Existing - ATC | C_BEA_CB_Concrete Beams_BxH_: 400x645mm | 01-01-01-07-003-30 | Suspended Beam | Cast in Situ |  |  | 460.63 |  | 1.1123
454491 |  | Floors | Existing - ATC | Floor: C_SL_Concrete Slab_T_175mm | 01-01-01-07-003-30 | Suspended Slab | Cast in Situ |  |  | 155 |  | 1.8677
454610 |  | Structural Framing | Existing - ATC | C_BEA_CB_Concrete Beams_BxH_: 400x625mm | 01-01-01-07-003-30 | Suspended Beam | Cast in Situ |  |  | 460.63 |  | 1.1509
454617 |  | Structural Framing | Existing - ATC | C_BEA_CB_Concrete Beams_BxH_: 400x625mm | 01-01-01-07-003-30 | Suspended Beam | Cast in Situ |  |  | 460.63 |  | 1.1237
454624 |  | Structural Framing | Existing - ATC | C_BEA_CB_Concrete Beams_BxH_: 400x625mm | 01-01-01-07-003-30 | Suspended Beam | Cast in Situ |  |  | 460.63 |  | 0.72762
455171 |  | Structural Framing | Existing - ATC | C_BEA_CB_Concrete Beams_BxH_: 400x625mm | 01-01-01-07-003-30 | Suspended Beam | Cast in Situ |  |  | 460.63 |  | 1.1507
455173 |  | Structural Framing | Existing - ATC | C_BEA_CB_Concrete Beams_BxH_: 400x625mm | 01-01-01-07-003-30 | Suspended Beam | Cast in Situ |  |  | 460.63 |  | 1.1254
455175 |  | Structural Framing | Existing - ATC | C_BEA_CB_Concrete Beams_BxH_: 400x625mm | 01-01-01-07-003-30 | Suspended Beam | Cast in Situ |  |  | 460.63 |  | 0.81706
455224 |  | Structural Framing | Existing - ATC | C_BEA_CB_Concrete Beams_BxH_: 300x450mm | 01-01-01-07-003-30 | Suspended Beam | Cast in Situ |  |  | 460.63 |  | 0.58937
455241 |  | Structural Framing | Existing - ATC | C_BEA_CB_Concrete Beams_BxH_: 300x450mm | 01-01-01-07-003-30 | Suspended Beam | Cast in Situ |  |  | 460.63 |  | 0.61119
455258 |  | Structural Framing | Existing - ATC | C_BEA_CB_Concrete Beams_BxH_: 300x450mm | 01-01-01-07-003-30 | Suspended Beam | Cast in Situ |  |  | 460.63 |  | 0.39003
455275 |  | Structural Framing | Existing - ATC | C_BEA_CB_Concrete Beams_BxH_: 300x450mm | 01-01-01-07-003-30 | Suspended Beam | Cast in Situ |  |  | 460.63 |  | 0.65836
455292 |  | Structural Framing | Existing - ATC | C_BEA_CB_Concrete Beams_BxH_: 300x450mm | 01-01-01-07-003-30 | Suspended Beam | Cast in Situ |  |  | 460.63 |  | 0.41906
455309 |  | Structural Framing | Existing - ATC | C_BEA_CB_Concrete Beams_BxH_: 300x450mm | 01-01-01-07-003-30 | Suspended Beam | Cast in Situ |  |  | 460.63 |  | 0.43116
455349 |  | Structural Framing | Existing - ATC | C_BEA_CB_Concrete Beams_BxH_: 300x575mm | 01-01-01-07-003-30 | Suspended Beam | Cast in Situ |  |  | 460.63 |  | 0.44987
456938 |  | Structural Framing | Existing - ATC | C_BEA_CB_Concrete Beams_BxH_: 300x450mm | 01-01-01-07-003-30 | Suspended Beam | Cast in Situ |  |  | 460.63 |  | 0.58736
456940 |  | Structural Framing | Existing - ATC | C_BEA_CB_Concrete Beams_BxH_: 300x450mm | 01-01-01-07-003-30 | Suspended Beam | Cast in Situ |  |  | 460.63 |  | 0.61088
456942 |  | Structural Framing | Existing - ATC | C_BEA_CB_Concrete Beams_BxH_: 300x450mm | 01-01-01-07-003-30 | Suspended Beam | Cast in Situ |  |  | 460.63 |  | 0.38984
456944 |  | Structural Framing | Existing - ATC | C_BEA_CB_Concrete Beams_BxH_: 300x450mm | 01-01-01-07-003-30 | Suspended Beam | Cast in Situ |  |  | 460.63 |  | 0.65802
456946 |  | Structural Framing | Existing - ATC | C_BEA_CB_Concrete Beams_BxH_: 300x450mm | 01-01-01-07-003-30 | Suspended Beam | Cast in Situ |  |  | 460.63 |  | 0.41884
456948 |  | Structural Framing | Existing - ATC | C_BEA_CB_Concrete Beams_BxH_: 300x450mm | 01-01-01-07-003-30 | Suspended Beam | Cast in Situ |  |  | 460.63 |  | 0.43094
456950 |  | Structural Framing | Existing - ATC | C_BEA_CB_Concrete Beams_BxH_: 300x575mm | 01-01-01-07-003-30 | Suspended Beam | Cast in Situ |  |  | 460.63 |  | 0.44963
457121 |  | Floors | Existing - ATC | Floor: C_SL_Concrete Slab_T_175mm | 01-01-01-07-003-30 | Suspended Slab | Cast in Situ |  |  | 155 |  | 1.9327
457167 |  | Floors | Existing - ATC | Floor: C_SL_Concrete Slab_T_175mm | 01-01-01-07-003-30 | Suspended Slab | Cast in Situ |  |  | 155 |  | 1.9893
457211 |  | Floors | Existing - ATC | Floor: C_SL_Concrete Slab_T_175mm | 01-01-01-07-003-30 | Suspended Slab | Cast in Situ |  |  | 155 |  | 2.0674
457341 |  | Floors | Existing - ATC | Floor: C_SL_Concrete Slab_T_175mm | 01-01-01-07-003-30 | Suspended Slab | Cast in Situ |  |  | 155 |  | 2.1143
457390 |  | Floors | Existing - ATC | Floor: C_SL_Concrete Slab_T_175mm | 01-01-01-07-003-30 | Suspended Slab | Cast in Situ |  |  | 155 |  | 2.194
457449 |  | Floors | Existing - ATC | Floor: C_SL_Concrete Slab_T_175mm | 01-01-01-07-003-30 | Suspended Slab | Cast in Situ |  |  | 155 |  | 2.2493
457508 |  | Floors | Existing - ATC | Floor: C_SL_Concrete Slab_T_175mm | 01-01-01-07-003-30 | Suspended Slab | Cast in Situ |  |  | 155 |  | 2.3305
457912 |  | Floors | Existing - ATC | Floor: C_SL_Concrete Slab_T_175mm | 01-01-01-07-003-30 | Suspended Slab | Cast in Situ |  |  | 155 |  | 2.3126
457964 |  | Floors | Existing - ATC | Floor: C_SL_Concrete Slab_T_175mm | 01-01-01-07-003-30 | Suspended Slab | Cast in Situ |  |  | 155 |  | 2.5201
458019 |  | Floors | Existing - ATC | Floor: C_SL_Concrete Slab_T_175mm | 01-01-01-07-003-30 | Suspended Slab | Cast in Situ |  |  | 155 |  | 2.1312
458200 |  | Floors | Existing - ATC | Floor: C_SL_Concrete Slab_T_175mm | 01-01-01-07-003-30 | Suspended Slab | Cast in Situ |  |  | 155 |  | 2.3104
458211 |  | Floors | Existing - ATC | Floor: C_SL_Concrete Slab_T_175mm | 01-01-01-07-003-30 | Suspended Slab | Cast in Situ |  |  | 155 |  | 2.5033
458223 |  | Floors | Existing - ATC | Floor: C_SL_Concrete Slab_T_175mm | 01-01-01-07-003-30 | Suspended Slab | Cast in Situ |  |  | 155 |  | 2.1448
458558 |  | Floors | Existing - ATC | Floor: C_SL_Concrete Slab_T_300mm | 01-01-01-07-003-30 | Suspended Slab | Cast in Situ |  |  | 155 |  | 22.7316
458848 |  | Floors | Existing - ATC | Floor: C_SL_Concrete Slab_T_250mm | 01-01-01-07-003-30 | Suspended Slab | Cast in Situ |  |  | 155 |  | 3.9979
458986 |  | Floors | Existing - ATC | Floor: C_SL_Concrete Slab_T_180mm | 01-01-01-07-003-30 | Slab on Grade | Cast in Situ |  |  | 155 |  | 0.90815
459096 |  | Floors | Existing - ATC | Floor: C_SL_Concrete Slab_T_165mm | 01-01-01-07-003-30 | Slab on Grade | Cast in Situ |  |  | 155 |  | 0.89995
459190 |  | Floors | Existing - ATC | Floor: C_SL_Concrete Slab_T_165mm | 01-01-01-07-003-30 | Slab on Grade | Cast in Situ |  |  | 155 |  | 0.8912
459236 |  | Floors | Existing - ATC | Floor: C_SL_Concrete Slab_T_165mm | 01-01-01-07-003-30 | Slab on Grade | Cast in Situ |  |  | 155 |  | 0.80171
459280 |  | Floors | Existing - ATC | Floor: C_SL_Concrete Slab_T_165mm | 01-01-01-07-003-30 | Slab on Grade | Cast in Situ |  |  | 155 |  | 1.6511
459449 |  | Floors | Existing - ATC | Floor: C_SL_Concrete Slab_T_180mm | 01-01-01-07-003-30 | Slab on Grade | Cast in Situ |  |  | 155 |  | 0.90814
459460 |  | Floors | Existing - ATC | Floor: C_SL_Concrete Slab_T_165mm | 01-01-01-07-003-30 | Slab on Grade | Cast in Situ |  |  | 155 |  | 0.89995
459471 |  | Floors | Existing - ATC | Floor: C_SL_Concrete Slab_T_165mm | 01-01-01-07-003-30 | Slab on Grade | Cast in Situ |  |  | 155 |  | 0.89121
459482 |  | Floors | Existing - ATC | Floor: C_SL_Concrete Slab_T_165mm | 01-01-01-07-003-30 | Slab on Grade | Cast in Situ |  |  | 155 |  | 0.80181
459493 |  | Floors | Existing - ATC | Floor: C_SL_Concrete Slab_T_165mm | 01-01-01-07-003-30 | Slab on Grade | Cast in Situ |  |  | 155 |  | 1.464
459553 |  | Floors | Existing - ATC | Floor: C_SL_Concrete Slab_T_250mm | 01-01-01-07-003-30 | Suspended Slab | Cast in Situ |  |  | 155 |  | 3.9925
460155 |  | Structural Framing | Existing - ATC | C_BEA_CB_Concrete Beams_BxH_: 400x2175mm | 01-01-01-07-003-30 | Suspended Beam | Cast in Situ |  |  | 460.63 |  | 3.486
460174 |  | Structural Framing | Existing - ATC | C_BEA_CB_Concrete Beams_BxH_: 200x2175mm | 01-01-01-07-003-30 | Suspended Beam | Cast in Situ |  |  | 460.63 |  | 0.97419
464102 |  | Structural Framing | Existing - ATC | C_BEA_CB_Concrete Beams_BxH_: 200x2175mm | 01-01-01-07-003-30 | Suspended Beam | Cast in Situ |  |  | 460.63 |  | 1.0174
464177 |  | Structural Framing | Existing - ATC | C_BEA_CB_Concrete Beams_BxH_: 300x1650mm | 01-01-01-07-003-30 | Suspended Beam | Cast in Situ |  |  | 460.63 |  | 1.3071
464223 |  | Floors | Existing - ATC | Floor: C_SL_Concrete Slab_T_300mm | 01-01-01-07-003-30 | Suspended Slab | Cast in Situ |  |  | 155 |  | 0.63185
464271 |  | Walls | Existing - ATC | Basic Wall: C_WAL_CW_Concrete Wall Planted_T_200mm | 01-01-01-07-003-30 | Wall | Cast in Situ |  |  | 155.74 |  | 4.6416
464357 |  | Walls | New Construction | Basic Wall: C_WAL_CW_Concrete Wall_T_200mm | 01-01-01-07-003-30 | Wall | Cast in Situ |  |  | 155.74 |  | 0.1612
464376 |  | Walls | New Construction | Basic Wall: C_WAL_CW_Concrete Wall_T_200mm | 01-01-01-07-003-30 | Wall | Cast in Situ |  |  | 155.74 |  | 0.53821
464910 |  | Walls | Existing - ATC | Basic Wall: C_WAL_CW_Concrete Wall_T_200mm | 01-01-01-07-003-30 | Wall | Cast in Situ |  |  | 155.74 |  | 0.20901
465020 |  | Walls | Existing - ATC | Basic Wall: C_WAL_CW_Concrete Wall_T_200mm | 01-01-01-07-003-30 | Wall | Cast in Situ |  |  | 155.74 |  | 0.04381
465033 |  | Walls | Existing - ATC | Basic Wall: C_WAL_CW_Concrete Wall_T_200mm | 01-01-01-07-003-30 | Wall | Cast in Situ |  |  | 155.74 |  | 0.090067
465048 |  | Walls | Existing - ATC | Basic Wall: C_WAL_CW_Concrete Wall_T_200mm | 01-01-01-07-003-30 | Wall | Cast in Situ |  |  | 155.74 |  | 0.047303
465063 |  | Walls | Existing - ATC | Basic Wall: C_WAL_CW_Concrete Wall_T_200mm | 01-01-01-07-003-30 | Wall | Cast in Situ |  |  | 155.74 |  | 0.053618
465078 |  | Walls | Existing - ATC | Basic Wall: C_WAL_CW_Concrete Wall_T_200mm | 01-01-01-07-003-30 | Wall | Cast in Situ |  |  | 155.74 |  | 0.1252
465093 |  | Walls | Existing - ATC | Basic Wall: C_WAL_CW_Concrete Wall_T_200mm | 01-01-01-07-003-30 | Wall | Cast in Situ |  |  | 155.74 |  | 0.057793
465122 |  | Walls | Existing - ATC | Basic Wall: C_WAL_CW_Concrete Wall_T_200mm | 01-01-01-07-003-30 | Wall | Cast in Situ |  |  | 155.74 |  | 0.079391
465137 |  | Walls | Existing - ATC | Basic Wall: C_WAL_CW_Concrete Wall_T_200mm | 01-01-01-07-003-30 | Wall | Cast in Situ |  |  | 155.74 |  | 0.1695
465152 |  | Walls | Existing - ATC | Basic Wall: C_WAL_CW_Concrete Wall_T_200mm | 01-01-01-07-003-30 | Wall | Cast in Situ |  |  | 155.74 |  | 0.051824
465167 |  | Walls | Existing - ATC | Basic Wall: C_WAL_CW_Concrete Wall_T_200mm | 01-01-01-07-003-30 | Wall | Cast in Situ |  |  | 155.74 |  | 0.10812
465182 |  | Walls | Existing - ATC | Basic Wall: C_WAL_CW_Concrete Wall_T_200mm | 01-01-01-07-003-30 | Wall | Cast in Situ |  |  | 155.74 |  | 0.3599
465198 |  | Walls | Existing - ATC | Basic Wall: C_WAL_CW_Concrete Wall_T_200mm | 01-01-01-07-003-30 | Wall | Cast in Situ |  |  | 155.74 |  | 0.070575
465600 |  | Floors | Existing - ATC | Floor: C_SL_Concrete Slab_T_200mm | 01-01-01-07-003-30 | Suspended Slab | Cast in Situ |  |  | 155 |  | 16.9919
466862 |  | Walls | Existing - ATC | Basic Wall: C_WAL_CW_Concrete Wall_T_300mm | 01-01-01-07-003-30 | Wall | Cast in Situ |  |  | 155.74 |  | 0.44194
466864 |  | Walls | Existing - ATC | Basic Wall: C_WAL_CW_Concrete Wall_T_300mm | 01-01-01-07-003-30 | Wall | Cast in Situ |  |  | 155.74 |  | 0.63129
466866 |  | Walls | Existing - ATC | Basic Wall: C_WAL_CW_Concrete Wall_T_300mm | 01-01-01-07-003-30 | Wall | Cast in Situ |  |  | 155.74 |  | 0.63087
466868 |  | Walls | Existing - ATC | Basic Wall: C_WAL_CW_Concrete Wall_T_300mm | 01-01-01-07-003-30 | Wall | Cast in Situ |  |  | 155.74 |  | 0.44236
467130 |  | Floors | New Construction | Floor: C_SL_Concrete Slab_T_200mm | 01-01-01-07-003-30 | Suspended Slab | Cast in Situ |  |  | 155 |  | 15.5446
470831 |  | Walls | Existing - ATC | Basic Wall: C_WAL_CW_Concrete Wall_T_200mm | 01-01-01-07-003-30 | Wall | Cast in Situ |  |  | 155.74 |  | 0.26426
471073 |  | Walls | Existing - ATC | Basic Wall: C_WAL_CW_Concrete Wall_T_200mm | 01-01-01-07-003-30 | Wall | Cast in Situ |  |  | 155.74 |  | 0.32327
471167 |  | Walls | Existing - ATC | Basic Wall: C_WAL_CW_Concrete Wall_T_200mm | 01-01-01-07-003-30 | Wall | Cast in Situ |  |  | 155.74 |  | 0.24258
473155 |  | Floors | New Construction | Floor: C_SL_Concrete Slab_T_250mm | 01-01-01-07-007-30 | Suspended Slab | Cast in Situ |  |  | 174 |  | 141.6162
504718 |  | Structural Framing | Existing - ATC | C_BEA_CB_Concrete Beams_BxH_: 200x975mm | 01-01-01-07-003-30 | Suspended Beam | Cast in Situ |  |  | 460.63 |  | 0.76675
504754 |  | Structural Framing | Existing - ATC | C_BEA_CB_Concrete Beams_BxH_: 300x500mm | 01-01-01-07-003-30 | Suspended Beam | Cast in Situ |  |  | 460.63 |  | 0.18755
504871 |  | Walls | Existing - ATC | Basic Wall: C_WAL_CW_Concrete Wall_T_300mm | 01-01-01-07-003-30 | Wall | Cast in Situ |  |  | 155.74 |  | 0.47721
504876 |  | Walls | Existing - ATC | Basic Wall: C_WAL_CW_Concrete Wall_T_200mm | 01-01-01-07-003-30 | Wall | Cast in Situ |  |  | 155.74 |  | 0.3979
504878 |  | Walls | Existing - ATC | Basic Wall: C_WAL_CW_Concrete Wall_T_200mm | 01-01-01-07-003-30 | Wall | Cast in Situ |  |  | 155.74 |  | 0.27356
504920 |  | Structural Framing | Existing - ATC | C_BEA_CB_Concrete Beams_BxH_: 200x975mm | 01-01-01-07-003-30 | Suspended Beam | Cast in Situ |  |  | 460.63 |  | 0.69889
504985 |  | Walls | Existing - ATC | Basic Wall: C_WAL_CW_Concrete Wall_T_300mm | 01-01-01-07-003-30 | Wall | Cast in Situ |  |  | 155.74 |  | 0.34742
504999 |  | Floors | Existing - ATC | Floor: C_SL_Concrete Slab_T_100mm | 01-01-01-07-003-30 | Suspended Slab | Cast in Situ |  |  | 155 |  | 0.098647
508740 |  | Generic Models | New Construction | ZNM_M_Ramp Mass Slab Void: ZNM_M_Ramp Mass Slab Void
510010 |  | Walls | Existing - ATC | Basic Wall: C_WAL_CW_Concrete Wall_T_500mm | 01-01-01-07-003-30 | Wall | Cast in Situ |  |  | 155.74 |  | 49.1321
510348 |  | Walls | Existing - ATC | Basic Wall: C_WAL_CW_Concrete Wall_T_500mm | 01-01-01-07-003-30 | Wall | Cast in Situ |  |  | 155.74 |  | 53.3558
510483 |  | Walls | Existing - ATC | Basic Wall: C_WAL_CW_Concrete Wall_T_500mm | 01-01-01-07-003-30 | Wall | Cast in Situ |  |  | 155.74 |  | 10.3278
510486 |  | Walls | Existing - ATC | Basic Wall: C_WAL_CW_Concrete Wall_T_500mm | 01-01-01-07-003-30 | Wall | Cast in Situ |  |  | 155.74 |  | 10.3143
512655 |  | Floors | Existing - ATC | Floor: C_SL_Concrete Slab_T_250mm | 01-01-01-07-003-30 | Suspended Slab | Cast in Situ |  |  | 155 |  | 6.9654
512703 |  | Structural Framing | Existing - ATC | C_BEA_CB_Concrete Beams_BxH_: 300x750mm | 01-01-01-07-003-30 | Suspended Beam | Cast in Situ |  |  | 460.63 |  | 0.62805
512973 |  | Structural Framing | Existing - ATC | C_BEA_CB_Concrete Beams_BxH_: 600x800mm | 01-01-01-07-003-30 | Suspended Beam | Cast in Situ |  |  | 460.63 |  | 3.6388
513283 |  | Structural Framing | Existing - ATC | C_BEA_CB_Concrete Beams_BxH_: 500x600mm | 01-01-01-07-003-30 | Suspended Beam | Cast in Situ |  |  | 460.63 |  | 1.1077
515882 |  | Walls | Existing - ATC | Basic Wall: C_WAL_CW_Concrete Wall_T_200mm | 01-01-01-07-003-30 | Wall | Cast in Situ |  |  | 155.74 |  | 0.14565
516388 |  | Walls | Existing - ATC | Basic Wall: C_WAL_CW_Concrete Wall_T_500mm | 01-01-01-07-002-30 | Wall | Cast in Situ |  |  | 119.75 |  | 14.3689
517035 |  | Walls | Existing - ATC | Basic Wall: C_WAL_CW_Concrete Wall_T_300mm | 01-01-01-07-003-30 | Wall | Cast in Situ |  |  | 155.74 |  | 1.0123
517110 |  | Walls | Existing - ATC | Basic Wall: C_WAL_CW_Concrete Wall_T_300mm | 01-01-01-07-003-30 | Wall | Cast in Situ |  |  | 155.74 |  | 0.93137
517167 |  | Walls | Existing - ATC | Basic Wall: C_WAL_CW_Concrete Wall_T_200mm | 01-01-01-07-003-30 | Wall | Cast in Situ |  |  | 155.74 |  | 1.004
518939 |  | Floors | Existing - ATC | Floor: C_SL_Concrete Slab_T_350mm | 01-01-01-07-003-30 | Suspended Slab | Cast in Situ |  |  | 155 |  | 12.6669
519148 |  | Floors | Existing - ATC | Floor: C_SL_Concrete Slab_T_150mm | 01-01-01-07-003-30 | Suspended Slab | Cast in Situ |  |  | 155 |  | 3.4263
541824 |  | Structural Framing | Existing - ATC | C_BEA_CB_Concrete Beams_BxH_: 300x590mm | 01-01-01-07-003-30 | Suspended Beam | Cast in Situ |  |  | 460.63 |  | 0.09126
541830 |  | Structural Framing | Existing - ATC | C_BEA_CB_Concrete Beams_BxH_: 500x960mm | 01-01-01-07-003-30 | Suspended Beam | Cast in Situ |  |  | 460.63 |  | 1.2224
541833 |  | Structural Framing | Existing - ATC | C_BEA_CB_Concrete Beams_BxH_: 500x960mm | 01-01-01-07-003-30 | Suspended Beam | Cast in Situ |  |  | 460.63 |  | 0.37512
541837 |  | Structural Framing | Existing - ATC | C_BEA_CB_Concrete Beams_BxH_: 300x750mm | 01-01-01-07-003-30 | Suspended Beam | Cast in Situ |  |  | 460.63 |  | 0.30341
541933 |  | Structural Framing | Existing - ATC | C_BEA_CB_Concrete Beams_BxH_: 300x600mm | 01-01-01-07-003-30 | Suspended Beam | Cast in Situ |  |  | 460.63 |  | 0.34269
541937 |  | Structural Framing | New Construction | C_BEA_CB_Concrete Beams_BxH_: 300x600mm | 01-01-01-07-003-30 | Suspended Beam | Cast in Situ |  |  | 460.63 |  | 0.10878
541961 |  | Generic Models | New Construction | Wall Void 5: Wall Void 5
542002 |  | Walls | New Construction | Basic Wall: C_WAL_CW_Concrete Wall_T_200mm | 01-01-01-07-003-30 | Wall | Cast in Situ |  |  | 155.74 |  | 0.1162
542008 |  | Walls | New Construction | Basic Wall: C_WAL_CW_Concrete Wall_T_200mm | 01-01-01-07-003-30 | Wall | Cast in Situ |  |  | 155.74 |  | 0.11307
563588 |  | Floors | Existing - ATC | Floor: C_SL_Concrete Slab_T_350mm | 01-01-01-07-003-30 | Suspended Slab | Cast in Situ |  |  | 155 |  | 3.5883
563610 |  | Floors | Existing - ATC | Floor: C_SL_Concrete Slab_T_960mm | 01-01-01-07-003-30 | Suspended Slab | Cast in Situ |  |  | 155 |  | 9.6027
563668 |  | Floors | Existing - ATC | Floor: C_SL_Concrete Slab_T_350mm | 01-01-01-07-003-30 | Suspended Slab | Cast in Situ |  |  | 155 |  | 199.6976
564002 |  | Structural Columns | Existing - ATC | C_COL_CC_Concrete Columns Rectangular_BxH_: 528x2480mm | 01-01-01-07-003-30 | Rectangular Column | Cast in Situ |  |  | 175.83 |  | 7.4638
564013 |  | Walls | Existing - ATC | Basic Wall: C_WAL_CW_Concrete Wall_T_500mm | 01-01-01-07-003-30 | Wall | Cast in Situ |  |  | 155.74 |  | 9.4463
567282 |  | Floors | Existing - ATC | Floor: C_SL_Concrete Slab_T_200mm | 01-01-01-07-003-30 | Suspended Slab | Cast in Situ |  |  | 155 |  | 0.12107
567299 |  | Structural Framing | Existing - ATC | C_BEA_CB_Concrete Beams_BxH_: 350x1650mm | 01-01-01-07-003-30 | Suspended Beam | Cast in Situ |  |  | 460.63 |  | 1.3841
567305 |  | Structural Framing | Existing - ATC | C_BEA_CB_Concrete Beams_BxH_: 350x1650mm | 01-01-01-07-003-30 | Suspended Beam | Cast in Situ |  |  | 460.63 |  | 1.5862
567358 |  | Walls | Existing - ATC | Basic Wall: C_WAL_CW_Concrete Wall_T_350mm | 01-01-01-07-003-30 | Wall | Cast in Situ |  |  | 155.74 |  | 6.3938
567360 |  | Walls | Existing - ATC | Basic Wall: C_WAL_CW_Concrete Wall_T_350mm | 01-01-01-07-003-30 | Wall | Cast in Situ |  |  | 155.74 |  | 6.2914
567364 |  | Walls | Existing - ATC | Basic Wall: C_WAL_CW_Concrete Wall_T_737mm | 01-01-01-07-003-30 | Wall | Cast in Situ |  |  | 155.74 |  | 7.0965
567376 |  | Walls | Existing - ATC | Basic Wall: C_WAL_CW_Concrete Wall_T_350mm | 01-01-01-07-003-30 | Wall | Cast in Situ |  |  | 155.74 |  | 2.667
567395 |  | Structural Framing | New Construction | C_BEA_CB_Concrete Beams_BxH_: 350x2035mm | 01-01-01-07-004-30 | Suspended Beam | Cast in Situ |  |  | 397.69 |  | 1.0185
567397 |  | Structural Framing | New Construction | C_BEA_CB_Concrete Beams_BxH_: 350x2035mm | 01-01-01-07-004-30 | Suspended Beam | Cast in Situ |  |  | 397.69 |  | 1.0185
567424 |  | Doors | New Construction | ATC_Door_Opening: 1430 x 3965
567435 |  | Doors | New Construction | ATC_Door_Opening: 1430 x 3965
569963 |  | Floors | Existing - ATC | Floor: C_SL_Concrete Slab_T_350mm Pour Strip | 01-01-01-07-003-30 | Suspended Slab | Cast in Situ |  |  | 155 |  | 23.0919
570993 |  | Floors | Existing - ATC | Floor: C_SL_Concrete Slab_T_400mm | 01-01-01-07-003-30 | Suspended Slab | Cast in Situ |  |  | 155 |  | 34.6399
571260 |  | Floors | Existing - ATC | Floor: C_SL_Concrete Slab_T_400mm Pour Strip | 01-01-01-07-003-30 | Suspended Slab | Cast in Situ |  |  | 155 |  | 8.508
588973 |  | Walls | Existing - ATC | Basic Wall: C_WAL_CW_Concrete Wall_T_500mm | 01-01-01-07-002-30 | Wall | Cast in Situ |  |  | 119.75 |  | 6.0214
589144 |  | Walls | Existing - ATC | Basic Wall: C_WAL_CW_Concrete Wall_T_500mm | 01-01-01-07-003-30 | Wall | Cast in Situ |  |  | 155.74 |  | 2.4441
589146 |  | Walls | Existing - ATC | Basic Wall: C_WAL_CW_Concrete Wall_T_500mm | 01-01-01-07-003-30 | Wall | Cast in Situ |  |  | 155.74 |  | 2.85
589148 |  | Walls | Existing - ATC | Basic Wall: C_WAL_CW_Concrete Wall_T_500mm | 01-01-01-07-003-30 | Wall | Cast in Situ |  |  | 155.74 |  | 2.7269
589150 |  | Walls | Existing - ATC | Basic Wall: C_WAL_CW_Concrete Wall_T_625mm | 01-01-01-07-003-30 | Wall | Cast in Situ |  |  | 155.74 |  | 5.2471
589280 |  | Walls | Existing - ATC | Basic Wall: C_WAL_CW_Concrete Wall_T_750mm | 01-01-01-07-003-30 | Wall | Cast in Situ |  |  | 155.74 |  | 4.2675
589517 |  | Walls | Existing - ATC | Basic Wall: C_WAL_CW_Concrete Wall_T_500mm | 01-01-01-07-003-30 | Wall | Cast in Situ |  |  | 155.74 |  | 9.5299
589531 |  | Walls | Existing - ATC | Basic Wall: C_WAL_CW_Concrete Wall_T_500mm | 01-01-01-07-003-30 | Wall | Cast in Situ |  |  | 155.74 |  | 7.6902
589549 |  | Walls | Existing - ATC | Basic Wall: C_WAL_CW_Concrete Wall_T_500mm | 01-01-01-07-003-30 | Wall | Cast in Situ |  |  | 155.74 |  | 31.6434
589597 |  | Walls | Existing - ATC | Basic Wall: C_WAL_CW_Concrete Wall_T_500mm | 01-01-01-07-003-30 | Wall | Cast in Situ |  |  | 155.74 |  | 14.2231
589843 |  | Walls | Existing - ATC | Basic Wall: C_WAL_CW_Concrete Wall_T_750mm | 01-01-01-07-003-30 | Wall | Cast in Situ |  |  | 155.74 |  | 4.2522
589856 |  | Walls | Existing - ATC | Basic Wall: C_WAL_CW_Concrete Wall_T_750mm | 01-01-01-07-003-30 | Wall | Cast in Situ |  |  | 155.74 |  | 6.7399
589997 |  | Walls | Existing - ATC | Basic Wall: C_WAL_CW_Concrete Wall_T_750mm | 01-01-01-07-003-30 | Wall | Cast in Situ |  |  | 155.74 |  | 6.4627
590172 |  | Structural Columns | Existing - ATC | C_COL_CC_Concrete Columns Rectangular_BxH_: 750x1500mm | 01-01-01-07-003-30 | Rectangular Column | Cast in Situ |  |  | 175.83 |  | 4.3264
590509 |  | Walls | Existing - ATC | Basic Wall: C_WAL_CW_Concrete Wall_T_750mm | 01-01-01-07-003-30 | Wall | Cast in Situ |  |  | 155.74 |  | 4.3054
590518 |  | Walls | Existing - ATC | Basic Wall: C_WAL_CW_Concrete Wall_T_750mm | 01-01-01-07-003-30 | Wall | Cast in Situ |  |  | 155.74 |  | 4.4546
590531 |  | Walls | Existing - ATC | Basic Wall: C_WAL_CW_Concrete Wall_T_750mm | 01-01-01-07-003-30 | Wall | Cast in Situ |  |  | 155.74 |  | 4.3049
590542 |  | Walls | Existing - ATC | Basic Wall: C_WAL_CW_Concrete Wall_T_750mm | 01-01-01-07-003-30 | Wall | Cast in Situ |  |  | 155.74 |  | 4.3049
590553 |  | Walls | Existing - ATC | Basic Wall: C_WAL_CW_Concrete Wall_T_750mm | 01-01-01-07-003-30 | Wall | Cast in Situ |  |  | 155.74 |  | 4.3048
590622 |  | Structural Columns | Existing - ATC | C_COL_CC_Concrete Columns Rectangular_BxH_: 750x1500mm | 01-01-01-07-003-30 | Rectangular Column | Cast in Situ |  |  | 175.83 |  | 4.3262
590624 |  | Structural Columns | Existing - ATC | C_COL_CC_Concrete Columns Rectangular_BxH_: 750x1500mm | 01-01-01-07-003-30 | Rectangular Column | Cast in Situ |  |  | 175.83 |  | 4.3894
590626 |  | Structural Columns | Existing - ATC | C_COL_CC_Concrete Columns Rectangular_BxH_: 750x1500mm | 01-01-01-07-003-30 | Rectangular Column | Cast in Situ |  |  | 175.83 |  | 4.3124
590628 |  | Structural Columns | Existing - ATC | C_COL_CC_Concrete Columns Rectangular_BxH_: 750x1500mm | 01-01-01-07-003-30 | Rectangular Column | Cast in Situ |  |  | 175.83 |  | 4.3152
590630 |  | Structural Columns | Existing - ATC | C_COL_CC_Concrete Columns Rectangular_BxH_: 750x1500mm | 01-01-01-07-003-30 | Rectangular Column | Cast in Situ |  |  | 175.83 |  | 5.6939
590752 |  | Walls | Existing - ATC | Basic Wall: C_WAL_CW_Concrete Wall_T_500mm | 01-01-01-07-003-30 | Wall | Cast in Situ |  |  | 155.74 |  | 16.3687
590800 |  | Walls | Existing - ATC | Basic Wall: C_WAL_CW_Concrete Wall_T_500mm | 01-01-01-07-003-30 | Wall | Cast in Situ |  |  | 155.74 |  | 44.376
591187 |  | Walls | Existing - ATC | Basic Wall: C_WAL_CW_Concrete Wall_T_500mm | 01-01-01-07-003-30 | Wall | Cast in Situ |  |  | 155.74 |  | 13.0501
591508 |  | Structural Framing | Existing - ATC | C_BEA_CB_Concrete Beams_BxH_: 350x5100mm | 01-01-01-07-003-30 | Suspended Beam | Cast in Situ |  |  | 460.63 |  | 2.9838
591702 |  | Walls | Existing - ATC | Basic Wall: C_WAL_CW_Concrete Wall_T_350mm | 01-01-01-07-003-30 | Wall | Cast in Situ |  |  | 155.74 |  | 8.6322
591704 |  | Walls | Existing - ATC | Basic Wall: C_WAL_CW_Concrete Wall_T_350mm | 01-01-01-07-003-30 | Wall | Cast in Situ |  |  | 155.74 |  | 9.3762
591706 |  | Walls | Existing - ATC | Basic Wall: C_WAL_CW_Concrete Wall_T_350mm | 01-01-01-07-003-30 | Wall | Cast in Situ |  |  | 155.74 |  | 12.9082
591710 |  | Walls | Existing - ATC | Basic Wall: C_WAL_CW_Concrete Wall_T_350mm | 01-01-01-07-003-30 | Wall | Cast in Situ |  |  | 155.74 |  | 17.661
592437 |  | Doors | New Construction | ATC_Door_Opening: 2000 x 2320
592548 |  | Generic Models | New Construction | ATC_STR Vertical Opening (Rectangle): ATC_STR Vertical Opening (Rectangle)
593043 |  | Floors | Existing - ATC | Floor: C_SL_Concrete Slab_T_400mm | 01-01-01-07-003-30 | Suspended Slab | Cast in Situ |  |  | 155 |  | 8.9872
593259 |  | Doors | New Construction | ATC_Door_Opening: 1200 x 2150
593513 |  | Doors | New Construction | ATC_Door_Opening: 1450 x 2220
593708 |  | Doors | New Construction | ATC_Door_Opening: 2200 x 2320
596862 |  | Walls | Existing - ATC | Basic Wall: C_WAL_CW_Concrete Wall Planted_T_200mm | 01-01-01-07-003-30 | Wall | Cast in Situ |  |  | 155.74 |  | 4.6111
596868 |  | Walls | Existing - ATC | Basic Wall: C_WAL_CW_Concrete Wall_T_200mm | 01-01-01-07-003-30 | Wall | Cast in Situ |  |  | 155.74 |  | 6.0017
596880 |  | Walls | Existing - ATC | Basic Wall: C_WAL_CW_Concrete Wall_T_200mm | 01-01-01-07-003-30 | Wall | Cast in Situ |  |  | 155.74 |  | 5.0913
596882 |  | Walls | Existing - ATC | Basic Wall: C_WAL_CW_Concrete Wall Planted_T_200mm | 01-01-01-07-003-30 | Wall | Cast in Situ |  |  | 155.74 |  | 1.743
600690 |  | Walls | Existing - ATC | Basic Wall: C_WAL_CW_Concrete Wall Planted_T_200mm | 01-01-01-07-003-30 | Wall | Cast in Situ |  |  | 155.74 |  | 7.0883
600704 |  | Walls | Existing - ATC | Basic Wall: C_WAL_CW_Concrete Wall Planted_T_200mm | 01-01-01-07-003-30 | Wall | Cast in Situ |  |  | 155.74 |  | 1.1611
600719 |  | Walls | Existing - ATC | Basic Wall: C_WAL_CW_Concrete Wall Planted_T_200mm | 01-01-01-07-003-30 | Wall | Cast in Situ |  |  | 155.74 |  | 5.6643
600735 |  | Walls | Existing - ATC | Basic Wall: C_WAL_CW_Concrete Wall Planted_T_200mm | 01-01-01-07-003-30 | Wall | Cast in Situ |  |  | 155.74 |  | 0.95102
609394 |  | Structural Columns | Existing - ATC | C_COL_CC_Concrete Columns Rectangular_BxH_: 300x600mm | 01-01-01-07-002-30 | Rectangular Column | Cast in Situ |  |  | 175.83 |  | 0.531
613386 |  | Floors | Existing - ATC | Floor: C_SL_Concrete Slab_T_100mm | 01-01-01-07-003-30 | Suspended Slab | Cast in Situ |  |  | 155 |  | 1.1085
677633 |  | Walls | Existing - ATC | Basic Wall: C_WAL_CW_Concrete Wall_T_500mm | 01-01-01-07-003-30 | Wall | Cast in Situ |  |  | 155.74 |  | 23.3233
704297 |  | Walls | Existing - ATC | Basic Wall: C_WAL_CW_Concrete Wall_T_600mm | 01-01-01-16-002-30 | Wall | Cast in Situ |  |  | 119.75 |  | 8.6814
704299 |  | Walls | Existing - ATC | Basic Wall: C_WAL_CW_Concrete Wall_T_600mm | 01-01-01-16-002-30 | Wall | Cast in Situ |  |  | 119.75 |  | 10.372
704301 |  | Walls | Existing - ATC | Basic Wall: C_WAL_CW_Concrete Wall_T_600mm | 01-01-01-16-002-30 | Wall | Cast in Situ |  |  | 119.75 |  | 7.8484
704303 |  | Walls | Existing - ATC | Basic Wall: C_WAL_CW_Concrete Wall_T_500mm | 01-01-01-16-002-30 | Wall | Cast in Situ |  |  | 119.75 |  | 5.5668
704305 |  | Walls | Existing - ATC | Basic Wall: C_WAL_CW_Concrete Wall_T_450mm | 01-01-01-16-002-30 | Wall | Cast in Situ |  |  | 119.75 |  | 10.5693
704411 |  | Walls | Existing - ATC | Basic Wall: C_WAL_CW_Concrete Wall_T_500mm | 01-01-01-16-002-30 | Retaining Wall | Cast in Situ |  |  | 190.22 |  | 21.1961
704689 |  | Walls | Existing - ATC | Basic Wall: C_WAL_CW_Concrete Wall_T_625mm | 01-01-01-16-002-30 | Wall | Cast in Situ |  |  | 119.75 |  | 5.7968
704813 |  | Walls | Existing - ATC | Basic Wall: C_WAL_CW_Concrete Wall_T_600mm | 01-01-01-16-003-30 | Wall | Cast in Situ |  |  | 155.74 |  | 13.1537
704815 |  | Walls | Existing - ATC | Basic Wall: C_WAL_CW_Concrete Wall Planted_T_600mm | 01-01-01-16-003-30 | Wall | Cast in Situ |  |  | 155.74 |  | 14.2351
704817 |  | Walls | Existing - ATC | Basic Wall: C_WAL_CW_Concrete Wall_T_600mm | 01-01-01-16-003-30 | Wall | Cast in Situ |  |  | 155.74 |  | 12.0038
704819 |  | Walls | Existing - ATC | Basic Wall: C_WAL_CW_Concrete Wall_T_500mm | 01-01-01-16-003-30 | Wall | Cast in Situ |  |  | 155.74 |  | 8.3683
704821 |  | Walls | Existing - ATC | Basic Wall: C_WAL_CW_Concrete Wall_T_450mm | 01-01-01-16-003-30 | Wall | Cast in Situ |  |  | 155.74 |  | 16.6489
704885 |  | Walls | Existing - ATC | Basic Wall: C_WAL_CW_Concrete Wall_T_625mm | 01-01-01-16-003-30 | Wall | Cast in Situ |  |  | 155.74 |  | 8.5186
704915 |  | Walls | Existing - ATC | Basic Wall: C_WAL_CW_Concrete Wall_T_500mm | 01-01-01-16-003-30 | Wall | Cast in Situ |  |  | 155.74 |  | 28.482
705215 |  | Walls | New Construction | Basic Wall: C_WAL_CW_Concrete Wall_T_500mm | 01-01-01-16-003-30 | Wall | Cast in Situ |  |  | 155.74 |  | 1.0501
705531 |  | Walls | Existing - ATC | Basic Wall: C_WAL_CW_Concrete Wall Planted _T_600mm | 01-01-01-16-003-30 | Wall | Cast in Situ |  |  | 155.74 |  | 19.883
705725 |  | Walls | New Construction | Basic Wall: C_WAL_CW_Concrete Wall_T_600mm | 01-01-01-16-004-30 | Wall | Cast in Situ |  |  | 163.8 |  | 17.0735
705727 |  | Walls | New Construction | Basic Wall: C_WAL_CW_Concrete Wall_T_600mm | 01-01-01-16-004-30 | Wall | Cast in Situ |  |  | 163.8 |  | 18.4772
705729 |  | Walls | New Construction | Basic Wall: C_WAL_CW_Concrete Wall_T_600mm | 01-01-01-16-004-30 | Wall | Cast in Situ |  |  | 163.8 |  | 17.3821
705731 |  | Walls | New Construction | Basic Wall: C_WAL_CW_Concrete Wall_T_500mm | 01-01-01-16-004-30 | Wall | Cast in Situ |  |  | 163.8 |  | 11.3892
705733 |  | Walls | New Construction | Basic Wall: C_WAL_CW_Concrete Wall_T_450mm | 01-01-01-16-004-30 | Wall | Cast in Situ |  |  | 163.8 |  | 20.782
705735 |  | Walls | New Construction | Basic Wall: C_WAL_CW_Concrete Wall_T_500mm | 01-01-01-16-004-30 | Wall | Cast in Situ |  |  | 163.8 |  | 9.4103
705737 |  | Walls | New Construction | Basic Wall: C_WAL_CW_Concrete Wall_T_500mm | 01-01-01-16-004-30 | Wall | Cast in Situ |  |  | 163.8 |  | 25.8086
705842 |  | Walls | Existing - ATC | Basic Wall: C_WAL_CW_Concrete Wall_T_750mm | 01-01-01-07-004-30 | Wall | Cast in Situ |  |  | 163.8 |  | 6.1691
705844 |  | Walls | Existing - ATC | Basic Wall: C_WAL_CW_Concrete Wall_T_500mm | 01-01-01-07-004-30 | Wall | Cast in Situ |  |  | 163.8 |  | 7.3656
705846 |  | Walls | Existing - ATC | Basic Wall: C_WAL_CW_Concrete Wall_T_500mm | 01-01-01-07-004-30 | Wall | Cast in Situ |  |  | 163.8 |  | 6.0072
705848 |  | Walls | Existing - ATC | Basic Wall: C_WAL_CW_Concrete Wall_T_500mm | 01-01-01-07-004-30 | Wall | Cast in Situ |  |  | 163.8 |  | 13.0141
705850 |  | Walls | Existing - ATC | Basic Wall: C_WAL_CW_Concrete Wall_T_750mm | 01-01-01-07-004-30 | Wall | Cast in Situ |  |  | 163.8 |  | 4.1103
705852 |  | Walls | Existing - ATC | Basic Wall: C_WAL_CW_Concrete Wall_T_750mm | 01-01-01-07-004-30 | Wall | Cast in Situ |  |  | 163.8 |  | 6.1691
706609 |  | Walls | New Construction | Basic Wall: C_WAL_CW_Concrete Wall_T_200mm | 01-01-01-08-003-30 | Wall | Cast in Situ |  |  | 155.74 |  | 0
706655 |  | Walls | New Construction | Basic Wall: C_WAL_CW_Concrete Wall_T_200mm | 01-01-01-16-004-30 | Wall | Cast in Situ |  |  | 163.8 |  | 3.3119
706729 |  | Walls | Existing - ATC | Basic Wall: C_WAL_CW_Concrete Wall_T_350mm | 01-01-01-07-004-30 | Wall | Cast in Situ |  |  | 163.8 |  | 6.8267
706731 |  | Walls | Existing - ATC | Basic Wall: C_WAL_CW_Concrete Wall_T_350mm | 01-01-01-07-004-30 | Wall | Cast in Situ |  |  | 163.8 |  | 6.7509
706735 |  | Walls | Existing - ATC | Basic Wall: C_WAL_CW_Concrete Wall_T_350mm | 01-01-01-07-004-30 | Wall | Cast in Situ |  |  | 163.8 |  | 11.3293
706860 |  | Walls | Existing - ATC | Basic Wall: C_WAL_CW_Concrete Wall_T_350mm | 01-01-01-07-004-30 | Wall | Cast in Situ |  |  | 163.8 |  | 8.5028
708983 |  | Walls | Existing - ATC | Basic Wall: C_WAL_CW_Concrete Wall_T_350mm | 01-01-01-07-004-30 | Wall | Cast in Situ |  |  | 163.8 |  | 4.1687
708985 |  | Walls | Existing - ATC | Basic Wall: C_WAL_CW_Concrete Wall_T_350mm | 01-01-01-07-004-30 | Wall | Cast in Situ |  |  | 163.8 |  | 3.7301
708987 |  | Walls | Existing - ATC | Basic Wall: C_WAL_CW_Concrete Wall_T_350mm | 01-01-01-07-004-30 | Wall | Cast in Situ |  |  | 163.8 |  | 3.2463
708989 |  | Walls | Existing - ATC | Basic Wall: C_WAL_CW_Concrete Wall_T_737mm | 01-01-01-07-004-30 | Wall | Cast in Situ |  |  | 163.8 |  | 4.7985
708991 |  | Walls | Existing - ATC | Basic Wall: C_WAL_CW_Concrete Wall_T_350mm | 01-01-01-07-004-30 | Wall | Cast in Situ |  |  | 163.8 |  | 2.1634
709651 |  | Walls | New Construction | Walls 1: Walls 1 | 01-01-01-07-004-30
709904 |  | Doors | New Construction | ATC_Door_Opening: 1430 x 3065
709976 |  | Doors | New Construction | ATC_Door_Opening: 1430 x 3065
710166 |  | Walls | Existing - ATC | Basic Wall: C_WAL_CW_Concrete Wall_T_500mm | 01-01-01-07-004-30 | Wall | Cast in Situ |  |  | 163.8 |  | 8.8274
710498 |  | Walls | Existing - ATC | Basic Wall: C_WAL_CW_Concrete Wall_T_500mm | 01-01-01-07-004-30 | Wall | Cast in Situ |  |  | 163.8 |  | 1.9499
710500 |  | Walls | Existing - ATC | Basic Wall: C_WAL_CW_Concrete Wall_T_500mm | 01-01-01-07-004-30 | Wall | Cast in Situ |  |  | 163.8 |  | 13.1404
710502 |  | Walls | Existing - ATC | Basic Wall: C_WAL_CW_Concrete Wall_T_500mm | 01-01-01-07-004-30 | Wall | Cast in Situ |  |  | 163.8 |  | 2.925
711284 |  | Walls | Existing - ATC | Basic Wall: C_WAL_CW_Concrete Wall_T_500mm | 01-01-01-07-004-30 | Wall | Cast in Situ |  |  | 163.8 |  | 16.2731
711864 |  | Walls | Existing - ATC | Basic Wall: C_WAL_CW_Concrete Wall_T_200mm | 01-01-01-07-004-30 | Wall | Cast in Situ |  |  | 163.8 |  | 1.5404
711874 |  | Walls | Existing - ATC | Basic Wall: C_WAL_CW_Concrete Wall_T_200mm | 01-01-01-07-004-30 | Wall | Cast in Situ |  |  | 163.8 |  | 3.3018
711888 |  | Walls | Existing - ATC | Basic Wall: C_WAL_CW_Concrete Wall_T_200mm | 01-01-01-07-004-30 | Wall | Cast in Situ |  |  | 163.8 |  | 0.47258
712416 |  | Walls | Existing - ATC | Basic Wall: C_WAL_CW_Concrete Wall_T_500mm | 01-01-01-07-004-30 | Wall | Cast in Situ |  |  | 163.8 |  | 5.0836
712929 |  | Walls | New Construction | Walls 18: Walls 18
713047 |  | Walls | Existing - ATC | Basic Wall: C_WAL_CW_Concrete Wall_T_500mm | 01-01-01-07-004-30 | Wall | Cast in Situ |  |  | 163.8 |  | 16.0244
713163 |  | Walls | Existing - ATC | Basic Wall: C_WAL_CW_Concrete Wall_T_500mm | 01-01-01-07-004-30 | Wall | Cast in Situ |  |  | 163.8 |  | 6.5865
713487 |  | Walls | New Construction | Walls 19: Walls 19
713517 |  | Walls | New Construction | Basic Wall: C_WAL_CW_Concrete Wall Planted_T_200mm | 01-01-01-07-004-30 | Wall | Cast in Situ |  |  | 163.8 |  | 6.8779
713519 |  | Walls | New Construction | Basic Wall: C_WAL_CW_Concrete Wall Planted_T_200mm | 01-01-01-07-004-30 | Wall | Cast in Situ |  |  | 163.8 |  | 1.1284
713521 |  | Walls | New Construction | Basic Wall: C_WAL_CW_Concrete Wall Planted_T_200mm | 01-01-01-07-004-30 | Wall | Cast in Situ |  |  | 163.8 |  | 5.2885
713523 |  | Walls | New Construction | Basic Wall: C_WAL_CW_Concrete Wall Planted_T_200mm | 01-01-01-07-004-30 | Wall | Cast in Situ |  |  | 163.8 |  | 1.1284
715098 |  | Walls | Existing - ATC | Basic Wall: C_WAL_CW_Concrete Wall_T_500mm | 01-01-01-16-002-30 | Wall | Cast in Situ |  |  | 119.75 |  | 23.0542
715142 |  | Walls | Existing - ATC | Basic Wall: C_WAL_CW_Concrete Wall_T_500mm | 01-01-01-16-003-30 | Wall | Cast in Situ |  |  | 155.74 |  | 42.1098
715415 |  | Floors | Existing - ATC | Floor: C_SL_Concrete Slab_T_300mm | 01-01-01-16-002-30 | Suspended Slab | Cast in Situ |  |  | 155 |  | 26.4785
716976 |  | Walls | Existing - ATC | Basic Wall: C_WAL_CW_Concrete Wall_T_400mm | 01-01-01-16-002-30 | Wall | Cast in Situ |  |  | 119.75 |  | 12.2958
716980 |  | Walls | Existing - ATC | Basic Wall: C_WAL_CW_Concrete Wall_T_400mm | 01-01-01-16-002-30 | Wall | Cast in Situ |  |  | 119.75 |  | 3.34
716986 |  | Walls | Existing - ATC | Basic Wall: C_WAL_CW_Concrete Wall_T_500mm | 01-01-01-16-002-30 | Wall | Cast in Situ |  |  | 119.75 |  | 10.3189
716988 |  | Walls | Existing - ATC | Basic Wall: C_WAL_CW_Concrete Wall_T_500mm | 01-01-01-16-002-30 | Wall | Cast in Situ |  |  | 119.75 |  | 6.4139
718756 |  | Walls | Existing - ATC | Basic Wall: C_WAL_CW_Concrete Wall_T_500mm | 01-01-01-16-003-30 | Wall | Cast in Situ |  |  | 155.74 |  | 1.057
723244 |  | Structural Columns | Existing - ATC | C_COL_CC_Concrete Columns Rectangular_BxH_: 528x1680mm | 01-01-01-07-004-30 | Rectangular Column | Cast in Situ |  |  | 175.83 |  | 4.6924
723282 |  | Structural Columns | Existing - ATC | C_COL_CC_Concrete Columns Rectangular_BxH_: 700x700mm | 01-01-01-07-004-30 | Rectangular Column | Cast in Situ |  |  | 175.83 |  | 2.6886
723284 |  | Structural Columns | Existing - ATC | C_COL_CC_Concrete Columns Rectangular_BxH_: 700x700mm | 01-01-01-07-004-30 | Rectangular Column | Cast in Situ |  |  | 175.83 |  | 2.6886
731484 |  | Floors | Existing - ATC | Floor: C_SL_Concrete Slab_T_300mm | 01-01-01-07-004-30 | Suspended Slab | Cast in Situ |  |  | 155 |  | 89.7564
750075 |  | Floors | New Construction | Floor: C_MDS_Metal Deck Slab_T_145mm | 01-01-01-07-004-30 | Suspended Slab | Cast in Situ |  |  | 155 |  | 8.069
750178 |  | Structural Framing | New Construction | C_BEA_CB_Concrete Beams_BxH_: 200x1500mm | 01-01-01-07-004-30 | Suspended Beam | Cast in Situ |  |  | 397.69 |  | 4.0302
750571 |  | Floors | New Construction | Floor: C_SL_Concrete Slab_T_400mm | 01-01-01-16-006-30 | Suspended Slab | Cast in Situ |  |  | 171.23 |  | 72.2629
750592 |  | Floors | New Construction | Floor: C_SL_Concrete Slab_T_300mm | 01-01-01-16-006-30 | Suspended Slab | Cast in Situ |  |  | 171.23 |  | 9.4016
750613 |  | Floors | Existing - ATC | Floor: C_SL_Concrete Slab_T_300mm | 01-01-01-14-006-30 | Suspended Slab | Cast in Situ |  |  | 171.23 |  | 112.3164
750801 |  | Floors | New Construction | Floor: C_SL_Concrete Slab_T_400mm | 01-01-01-07-006-30 | Suspended Slab | Cast in Situ |  |  | 171.23 |  | 58.8007
751936 |  | Floors | Existing - ATC | Floor: C_SL_Concrete Slab_T_300mm | 01-01-01-14-005-30 | Suspended Slab | Cast in Situ |  |  | 155 |  | 45.1567
752792 |  | Floors | Existing - ATC | Floor: C_SL_Concrete Slab_T_300mm | 01-01-01-07-005-30 | Suspended Slab | Cast in Situ |  |  | 155 |  | 42.6938
754405 |  | Floors | New Construction | Floor: 300 Pour Strip_Half Tone | 01-01-01-07-005-30 | Suspended Slab | Cast in Situ |  |  | 155 |  | 29.6865
754994 |  | Floors | Existing - ATC | Floor: C_SL_Concrete Slab_T_300mm | 01-01-01-14-005-30 | Suspended Slab | Cast in Situ |  |  | 155 |  | 152.7257
755381 |  | Floors | New Construction | Floor: 300 Pour Strip_Half Tone | 01-01-01-14-006-30 | Suspended Slab | Cast in Situ |  |  | 171.23 |  | 48.9636
755616 |  | Walls | New Construction | Basic Wall: C_WAL_CW_Concrete Wall Planted_T_250mm | 01-01-01-07-006-30 | Wall | Cast in Situ |  |  | 175.03 |  | 4.8006
755618 |  | Walls | New Construction | Basic Wall: C_WAL_CW_Concrete Wall Planted_T_250mm | 01-01-01-07-006-30 | Wall | Cast in Situ |  |  | 175.03 |  | 1.4969
755628 |  | Walls | New Construction | Basic Wall: C_WAL_CW_Concrete Wall Planted_T_250mm | 01-01-01-07-006-30 | Wall | Cast in Situ |  |  | 175.03 |  | 9.0354
755634 |  | Walls | New Construction | Basic Wall: C_WAL_CW_Concrete Wall Planted_T_250mm | 01-01-01-07-006-30 | Wall | Cast in Situ |  |  | 175.03 |  | 10.0035
755644 |  | Walls | New Construction | Basic Wall: C_WAL_CW_Concrete Wall Planted_T_250mm | 01-01-01-07-006-30 | Wall | Cast in Situ |  |  | 175.03 |  | 7.1515
755648 |  | Walls | New Construction | Basic Wall: C_WAL_CW_Concrete Wall Planted_T_250mm | 01-01-01-07-006-30 | Wall | Cast in Situ |  |  | 175.03 |  | 4.842
755674 |  | Walls | New Construction | Basic Wall: C_WAL_CW_Concrete Wall Planted_T_250mm | 01-01-01-14-006-30 | Wall | Cast in Situ |  |  | 175.03 |  | 0.1825
755680 |  | Walls | New Construction | Basic Wall: C_WAL_CW_Concrete Wall Planted_T_250mm | 01-01-01-14-006-30 | Wall | Cast in Situ |  |  | 175.03 |  | 0.49265
755682 |  | Walls | New Construction | Basic Wall: C_WAL_CW_Concrete Wall Planted_T_250mm | 01-01-01-14-006-30 | Wall | Cast in Situ |  |  | 175.03 |  | 5.1796
755692 |  | Walls | New Construction | Basic Wall: C_WAL_CW_Concrete Wall Planted_T_250mm | 01-01-01-14-006-30 | Wall | Cast in Situ |  |  | 175.03 |  | 7.5306
755698 |  | Walls | New Construction | Basic Wall: C_WAL_CW_Concrete Wall Planted_T_250mm | 01-01-01-14-006-30 | Wall | Cast in Situ |  |  | 175.03 |  | 3.1664
755704 |  | Walls | New Construction | Basic Wall: C_WAL_CW_Concrete Wall Planted_T_250mm | 01-01-01-14-006-30 | Wall | Cast in Situ |  |  | 175.03 |  | 5.1018
755716 |  | Structural Framing | New Construction | C_BEA_CB_Concrete Beams_BxH_: 1150x2300mm | 01-01-01-07-006-30 | Suspended Beam | Cast in Situ |  |  | 333.51 |  | 16.3803
755726 |  | Structural Framing | New Construction | C_BEA_CB_Concrete Beams_BxH_: 900x900mm | 01-01-01-07-006-30 | Suspended Beam | Cast in Situ |  |  | 333.51 |  | 4.8468
755732 |  | Structural Framing | New Construction | C_BEA_CB_Concrete Beams_BxH_: 900x900mm | 01-01-01-07-006-30 | Suspended Beam | Cast in Situ |  |  | 333.51 |  | 4.6226
755740 |  | Structural Framing | New Construction | C_BEA_CB_Concrete Beams_BxH_: 900x900mm | 01-01-01-07-006-30 | Suspended Beam | Cast in Situ |  |  | 333.51 |  | 4.2509
755747 |  | Structural Framing | New Construction | C_BEA_CB_Concrete Beams_BxH_: 900x900mm | 01-01-01-07-006-30 | Suspended Beam | Cast in Situ |  |  | 333.51 |  | 3.8286
755753 |  | Structural Framing | New Construction | C_BEA_CB_Concrete Beams_BxH_: 900x900mm | 01-01-01-07-006-30 | Suspended Beam | Cast in Situ |  |  | 333.51 |  | 3.1987
755765 |  | Structural Framing | New Construction | C_BEA_CB_Concrete Beams_BxH_: 900x900mm | 01-01-01-07-006-30 | Suspended Beam | Cast in Situ |  |  | 333.51 |  | 0.53634
756831 |  | Structural Framing | New Construction | C_BEA_CB_Concrete Beams_BxH_: 900x900mm | 01-01-01-07-006-30 | Suspended Beam | Cast in Situ |  |  | 333.51 |  | 6.0951
756838 |  | Walls | New Construction | Basic Wall: C_WAL_CW_Concrete Wall Planted_T_300mm | 01-01-01-14-006-30 | Wall | Cast in Situ |  |  | 175.03 |  | 5.8972
756844 |  | Walls | New Construction | Basic Wall: C_WAL_CW_Concrete Wall Planted_T_300mm | 01-01-01-07-006-30 | Wall | Cast in Situ |  |  | 175.03 |  | 5.9012
756855 |  | Walls | New Construction | Basic Wall: C_WAL_CW_Concrete Wall Planted_T_300mm | 01-01-01-07-006-30 | Wall | Cast in Situ |  |  | 175.03 |  | 1.3082
756861 |  | Walls | New Construction | Basic Wall: C_WAL_CW_Concrete Wall Planted_T_300mm | 01-01-01-07-006-30 | Wall | Cast in Situ |  |  | 175.03 |  | 4.2776
756867 |  | Walls | New Construction | Basic Wall: C_WAL_CW_Concrete Wall Planted_T_300mm | 01-01-01-07-006-30 | Wall | Cast in Situ |  |  | 175.03 |  | 4.9064
756873 |  | Walls | New Construction | Basic Wall: C_WAL_CW_Concrete Wall Planted_T_300mm | 01-01-01-07-006-30 | Wall | Cast in Situ |  |  | 175.03 |  | 3.0723
756879 |  | Walls | New Construction | Basic Wall: C_WAL_CW_Concrete Wall Planted_T_300mm | 01-01-01-07-006-30 | Wall | Cast in Situ |  |  | 175.03 |  | 2.129
756881 |  | Walls | New Construction | Basic Wall: C_WAL_CW_Concrete Wall Planted_T_300mm | 01-01-01-07-006-30 | Wall | Cast in Situ |  |  | 175.03 |  | 1.1303
756888 |  | Walls | New Construction | Basic Wall: C_WAL_CW_Concrete Wall Planted_T_300mm | 01-01-01-07-006-30 | Wall | Cast in Situ |  |  | 175.03 |  | 2.1095
756894 |  | Walls | New Construction | Basic Wall: C_WAL_CW_Concrete Wall Planted_T_300mm | 01-01-01-07-006-30 | Wall | Cast in Situ |  |  | 175.03 |  | 3.4041
756904 |  | Walls | New Construction | Basic Wall: C_WAL_CW_Concrete Wall Planted_T_300mm | 01-01-01-07-006-30 | Wall | Cast in Situ |  |  | 175.03 |  | 3.3222
756910 |  | Walls | New Construction | Basic Wall: C_WAL_CW_Concrete Wall Planted_T_300mm | 01-01-01-07-006-30 | Wall | Cast in Situ |  |  | 175.03 |  | 2.709
756917 |  | Walls | New Construction | Basic Wall: C_WAL_CW_Concrete Wall Planted_T_300mm | 01-01-01-07-006-30 | Wall | Cast in Situ |  |  | 175.03 |  | 8.0936
756919 |  | Walls | New Construction | Basic Wall: C_WAL_CW_Concrete Wall Planted_T_300mm | 01-01-01-07-006-30 | Wall | Cast in Situ |  |  | 175.03 |  | 1.6078
756925 |  | Walls | New Construction | Basic Wall: C_WAL_CW_Concrete Wall Planted_T_250mm | 01-01-01-07-006-30 | Wall | Cast in Situ |  |  | 175.03 |  | 1.3427
757029 |  | Walls | New Construction | Basic Wall: C_WAL_CW_Concrete Wall_T_100mm | 01-01-01-07-006-30 | Upstand | Cast in Situ |  |  | 175.03 |  | 0.12666
757035 |  | Walls | New Construction | Basic Wall: C_WAL_CW_Concrete Wall_T_100mm | 01-01-01-07-006-30 | Upstand | Cast in Situ |  |  | 175.03 |  | 0.063098
757045 |  | Walls | New Construction | Basic Wall: C_WAL_CW_Concrete Wall_T_100mm | 01-01-01-07-006-30 | Upstand | Cast in Situ |  |  | 175.03 |  | 0.0064077
757051 |  | Walls | New Construction | Basic Wall: C_WAL_CW_Concrete Wall_T_100mm | 01-01-01-07-006-30 | Upstand | Cast in Situ |  |  | 175.03 |  | 0.0098267
757057 |  | Walls | New Construction | Basic Wall: C_WAL_CW_Concrete Wall_T_100mm | 01-01-01-07-006-30 | Upstand | Cast in Situ |  |  | 175.03 |  | 0.013354
757067 |  | Walls | New Construction | Basic Wall: C_WAL_CW_Concrete Wall_T_100mm | 01-01-01-07-006-30 | Upstand | Cast in Situ |  |  | 175.03 |  | 0.015193
757073 |  | Walls | New Construction | Basic Wall: C_WAL_CW_Concrete Wall_T_100mm | 01-01-01-07-006-30 | Upstand | Cast in Situ |  |  | 175.03 |  | 0.014267
757075 |  | Walls | New Construction | Basic Wall: C_WAL_CW_Concrete Wall_T_100mm | 01-01-01-07-006-30 | Upstand | Cast in Situ |  |  | 175.03 |  | 0.032349
757081 |  | Walls | New Construction | Basic Wall: C_WAL_CW_Concrete Wall_T_100mm | 01-01-01-07-006-30 | Upstand | Cast in Situ |  |  | 175.03 |  | 0.0064428
757087 |  | Walls | New Construction | Basic Wall: C_WAL_CW_Concrete Wall_T_100mm | 01-01-01-07-006-30 | Upstand | Cast in Situ |  |  | 175.03 |  | 0.032353
757093 |  | Walls | New Construction | Basic Wall: C_WAL_CW_Concrete Wall_T_100mm | 01-01-01-07-006-30 | Upstand | Cast in Situ |  |  | 175.03 |  | 0.15989
757099 |  | Walls | New Construction | Basic Wall: C_WAL_CW_Concrete Wall_T_100mm | 01-01-01-07-006-30 | Upstand | Cast in Situ |  |  | 175.03 |  | 0.045925
757105 |  | Walls | New Construction | Basic Wall: C_WAL_CW_Concrete Wall_T_100mm | 01-01-01-07-006-30 | Upstand | Cast in Situ |  |  | 175.03 |  | 0.0059894
757111 |  | Walls | New Construction | Basic Wall: C_WAL_CW_Concrete Wall_T_100mm | 01-01-01-07-006-30 | Upstand | Cast in Situ |  |  | 175.03 |  | 0.030966
757117 |  | Walls | New Construction | Basic Wall: C_WAL_CW_Concrete Wall_T_100mm | 01-01-01-07-006-30 | Upstand | Cast in Situ |  |  | 175.03 |  | 0.096911
757133 |  | Walls | New Construction | Basic Wall: C_WAL_CW_Concrete Wall_T_100mm | 01-01-01-07-006-30 | Upstand | Cast in Situ |  |  | 175.03 |  | 0.16308
757206 |  | Structural Framing | Existing - ATC | C_BEA_CB_Concrete Beams_BxH_: 350x2685mm | 01-01-01-07-006-30 | Suspended Beam | Cast in Situ |  |  | 333.51 |  | 1.1937
757303 |  | Floors | New Construction | Floor: C_SL_Concrete Slab_T_300mm | 01-01-01-07-006-30 | Suspended Slab | Cast in Situ |  |  | 171.23 |  | 5.6311
758614 |  | Structural Framing | Existing - ATC | C_BEA_CB_Concrete Beams_BxH_: 400x1200mm | 01-01-01-07-005-30 | Suspended Beam | Cast in Situ |  |  | 267.07 |  | 3.1039
758950 |  | Structural Framing | Existing - ATC | C_BEA_CB_Concrete Beams_BxH_: 800x1200mm | 01-01-01-07-005-30 | Suspended Beam | Cast in Situ |  |  | 267.07 |  | 6.189
759078 |  | Structural Framing | Existing - ATC | C_BEA_CB_Concrete Beams_BxH_: 800x1200mm | 01-01-01-07-005-30 | Suspended Beam | Cast in Situ |  |  | 267.07 |  | 6.178
759095 |  | Structural Framing | Existing - ATC | C_BEA_CB_Concrete Beams_BxH_: 800x1200mm | 01-01-01-07-005-30 | Suspended Beam | Cast in Situ |  |  | 267.07 |  | 6.693
759111 |  | Structural Framing | Existing - ATC | C_BEA_CB_Concrete Beams_BxH_: 800x1200mm | 01-01-01-07-005-30 | Suspended Beam | Cast in Situ |  |  | 267.07 |  | 6.1928
759129 |  | Structural Framing | Existing - ATC | C_BEA_CB_Concrete Beams_BxH_: 800x1200mm | 01-01-01-07-005-30 | Suspended Beam | Cast in Situ |  |  | 267.07 |  | 6.1937
759147 |  | Structural Framing | Existing - ATC | C_BEA_CB_Concrete Beams_BxH_: 800x1200mm | 01-01-01-07-005-30 | Suspended Beam | Cast in Situ |  |  | 267.07 |  | 8.2578
759165 |  | Structural Framing | Existing - ATC | C_BEA_CB_Concrete Beams_BxH_: 800x1200mm | 01-01-01-07-005-30 | Suspended Beam | Cast in Situ |  |  | 267.07 |  | 6.1931
759181 |  | Structural Framing | Existing - ATC | C_BEA_CB_Concrete Beams_BxH_: 800x1200mm | 01-01-01-07-005-30 | Suspended Beam | Cast in Situ |  |  | 267.07 |  | 6.1924
759197 |  | Structural Framing | Existing - ATC | C_BEA_CB_Concrete Beams_BxH_: 800x1200mm | 01-01-01-07-005-30 | Suspended Beam | Cast in Situ |  |  | 267.07 |  | 6.8079
759214 |  | Structural Framing | Existing - ATC | C_BEA_CB_Concrete Beams_BxH_: 800x1200mm | 01-01-01-07-005-30 | Suspended Beam | Cast in Situ |  |  | 267.07 |  | 6.8118
759367 |  | Structural Framing | Existing - ATC | C_BEA_CB_Concrete Beams_BxH_: 800x1200mm | 01-01-01-07-005-30 | Suspended Beam | Cast in Situ |  |  | 267.07 |  | 6.6076
759989 |  | Structural Framing | Existing - ATC | C_BEA_CB_Concrete Beams_BxH_: 800x1200mm | 01-01-01-14-005-30 | Suspended Beam | Cast in Situ |  |  | 267.07 |  | 4.7449
760274 |  | Structural Framing | Existing - ATC | C_BEA_CB_Concrete Beams_BxH_: 400x1200mm | 01-01-01-14-005-30 | Suspended Beam | Cast in Situ |  |  | 267.07 |  | 2.2395
760334 |  | Structural Framing | Existing - ATC | C_BEA_CB_Concrete Beams_BxH_: 1200x1200mm | 01-01-01-07-005-30 | Suspended Beam | Cast in Situ |  |  | 267.07 |  | 7.8128
762267 |  | Structural Framing | Existing - ATC | C_BEA_CB_Concrete Beams_BxH_: 1200x1200mm | 01-01-01-14-005-30 | Suspended Beam | Cast in Situ |  |  | 267.07 |  | 8.2124
762319 |  | Structural Framing | Existing - ATC | C_BEA_CB_Concrete Beams_BxH_: 1200x1200mm | 01-01-01-07-005-30 | Suspended Beam | Cast in Situ |  |  | 267.07 |  | 8.0089
762996 |  | Structural Framing | Existing - ATC | C_BEA_CB_Concrete Beams_BxH_: 1200x1200mm | 01-01-01-07-005-30 | Suspended Beam | Cast in Situ |  |  | 267.07 |  | 7.7927
763130 |  | Structural Framing | Existing - ATC | C_BEA_CB_Concrete Beams_BxH_: 1200x1200mm | 01-01-01-07-005-30 | Suspended Beam | Cast in Situ |  |  | 267.07 |  | 7.5886
763589 |  | Structural Framing | Existing - ATC | C_BEA_CB_Concrete Beams_BxH_: 800x1700mm | 01-01-01-07-005-30 | Suspended Beam | Cast in Situ |  |  | 267.07 |  | 14.2822
764241 |  | Structural Framing | Existing - ATC | C_BEA_CB_Concrete Beams_BxH_: 800x1200mm | 01-01-01-07-005-30 | Suspended Beam | Cast in Situ |  |  | 267.07 |  | 8.2083
764415 |  | Structural Framing | Existing - ATC | C_BEA_CB_Concrete Beams_BxH_: 800x1200mm | 01-01-01-07-005-30 | Suspended Beam | Cast in Situ |  |  | 267.07 |  | 7.7407
764586 |  | Structural Framing | Existing - ATC | C_BEA_CB_Concrete Beams_BxH_: 800x1200mm | 01-01-01-07-005-30 | Suspended Beam | Cast in Situ |  |  | 267.07 |  | 8.4236
764780 |  | Structural Framing | Existing - ATC | C_BEA_CB_Concrete Beams_BxH_: 800x1500mm | 01-01-01-07-005-30 | Suspended Beam | Cast in Situ |  |  | 267.07 |  | 6.2789
765425 |  | Structural Framing | New Construction | C_BEA_CB_Concrete Beams_BxH_: 1000x1100mm | 01-01-01-07-005-30 | Suspended Beam | Cast in Situ |  |  | 267.07 |  | 9.7987
766218 |  | Structural Framing | Existing - ATC | C_BEA_CB_Concrete Beams_BxH_: 1200x1200mm | 01-01-01-07-005-30 | Suspended Beam | Cast in Situ |  |  | 267.07 |  | 7.7973
766467 |  | Structural Framing | Existing - ATC | C_BEA_CB_Concrete Beams_BxH_: 1200x1200mm | 01-01-01-07-005-30 | Suspended Beam | Cast in Situ |  |  | 267.07 |  | 7.7927
767617 |  | Structural Framing | Existing - ATC | C_BEA_CB_Concrete Beams_BxH_: 900x900mm | 01-01-01-14-006-30 | Suspended Beam | Cast in Situ |  |  | 333.51 |  | 5.1807
767705 |  | Structural Framing | Existing - ATC | C_BEA_CB_Concrete Beams_BxH_: 900x900mm | 01-01-01-14-006-30 | Suspended Beam | Cast in Situ |  |  | 333.51 |  | 4.9742
768011 |  | Structural Framing | New Construction | C_BEA_CB_Concrete Beams_BxH_: 600 x2000mm | 01-01-01-07-006-30 | Suspended Beam | Cast in Situ |  |  | 333.51 |  | 15.498
768193 |  | Structural Framing | New Construction | C_BEA_CB_Concrete Beams_BxH_: 600 x2000mm | 01-01-01-07-006-30 | Suspended Beam | Cast in Situ |  |  | 333.51 |  | 15.498
768299 |  | Structural Framing | New Construction | C_BEA_CB_Concrete Beams_BxH_: 700x2300mm | 01-01-01-07-006-30 | Suspended Beam | Cast in Situ |  |  | 333.51 |  | 21.2495
768470 |  | Structural Framing | New Construction | C_BEA_CB_Concrete Beams_BxH_: 600 x2000mm | 01-01-01-16-006-30 | Suspended Beam | Cast in Situ |  |  | 333.51 |  | 14.2292
768653 |  | Structural Framing | New Construction | C_BEA_CB_Concrete Beams_BxH_: 600x2600mm | 01-01-01-16-006-30 | Suspended Beam | Cast in Situ |  |  | 333.51 |  | 17.3571
768842 |  | Structural Framing | New Construction | C_BEA_CB_Concrete Beams_BxH_: 600x2600mm | 01-01-01-16-006-30 | Suspended Beam | Cast in Situ |  |  | 333.51 |  | 8.4033
769319 |  | Walls | New Construction | Basic Wall: C_WAL_CW_Concrete Wall Planted_T_250mm | 01-01-01-07-006-30 | Wall | Cast in Situ |  |  | 175.03 |  | 1.4108
769321 |  | Walls | New Construction | Basic Wall: C_WAL_CW_Concrete Wall Planted_T_250mm | 01-01-01-07-006-30 | Wall | Cast in Situ |  |  | 175.03 |  | 2.3131
769327 |  | Walls | New Construction | Basic Wall: C_WAL_CW_Concrete Wall Planted_T_300mm | 01-01-01-07-006-30 | Wall | Cast in Situ |  |  | 175.03 |  | 6.7298
769337 |  | Walls | New Construction | Basic Wall: C_WAL_CW_Concrete Wall Planted_T_300mm | 01-01-01-07-006-30 | Wall | Cast in Situ |  |  | 175.03 |  | 8.0867
769343 |  | Walls | New Construction | Basic Wall: C_WAL_CW_Concrete Wall Planted_T_300mm | 01-01-01-07-006-30 | Wall | Cast in Situ |  |  | 175.03 |  | 6.0452
769349 |  | Walls | New Construction | Basic Wall: C_WAL_CW_Concrete Wall Planted_T_300mm | 01-01-01-07-006-30 | Wall | Cast in Situ |  |  | 175.03 |  | 1.772
771869 |  | Structural Framing | Existing - ATC | C_BEA_CB_Concrete Beams_BxH_: 600x1350mm | 01-01-01-07-005-30 | Suspended Beam | Cast in Situ |  |  | 267.07 |  | 9.45
782128 |  | Floors | Existing - ATC | Floor: C_SL_Concrete Slab_T_300mm | 01-01-01-07-005-30 | Suspended Slab | Cast in Situ |  |  | 155 |  | 0.8087
787756 |  | Floors | Existing - ATC | Floor: C_SL_Concrete Slab_T_300mm | 01-01-01-07-005-30 | Suspended Slab | Cast in Situ |  |  | 155 |  | 234.3954
788024 |  | Floors | New Construction | Floor: C_SL_Concrete Slab_T_300mm | 01-01-01-07-006-30 | Suspended Slab | Cast in Situ |  |  | 171.23 |  | 0.65757
788820 |  | Floors | New Construction | Floor: C_SL_Concrete Slab_T_300mm | 01-01-01-07-006-30 | Suspended Slab | Cast in Situ |  |  | 171.23 |  | 164.5705
789724 |  | Walls | New Construction | Basic Wall: C_WAL_CW_Concrete Wall_T_400mm | 01-01-01-14-007-30 | Wall | Cast in Situ |  |  | 378.93 |  | 0.74512
789734 |  | Walls | New Construction | Basic Wall: C_WAL_CW_Concrete Wall_T_400mm | 01-01-01-07-007-30 | Wall | Cast in Situ |  |  | 378.93 |  | 0.50443
789744 |  | Walls | New Construction | Basic Wall: C_WAL_CW_Concrete Wall_T_400mm | 01-01-01-07-007-30 | Wall | Cast in Situ |  |  | 378.93 |  | 1.1302
789754 |  | Walls | New Construction | Basic Wall: C_WAL_CW_Concrete Wall_T_400mm | 01-01-01-07-007-30 | Wall | Cast in Situ |  |  | 378.93 |  | 0.63645
789764 |  | Walls | New Construction | Basic Wall: C_WAL_CW_Concrete Wall_T_400mm | 01-01-01-07-007-30 | Wall | Cast in Situ |  |  | 378.93 |  | 0.64301
789774 |  | Walls | New Construction | Basic Wall: C_WAL_CW_Concrete Wall_T_400mm | 01-01-01-07-007-30 | Wall | Cast in Situ |  |  | 378.93 |  | 1.3452
789784 |  | Walls | New Construction | Basic Wall: C_WAL_CW_Concrete Wall_T_400mm | 01-01-01-07-007-30 | Wall | Cast in Situ |  |  | 378.93 |  | 0.91091
789808 |  | Walls | New Construction | Basic Wall: C_WAL_CW_Concrete Wall_T_400mm | 01-01-01-07-007-30 | Wall | Cast in Situ |  |  | 378.93 |  | 0.11698
789880 |  | Walls | New Construction | Basic Wall: C_WAL_CW_Concrete Wall_T_400mm | 01-01-01-14-007-30 | Wall | Cast in Situ |  |  | 378.93 |  | 0.7422
789890 |  | Walls | New Construction | Basic Wall: C_WAL_CW_Concrete Wall_T_400mm | 01-01-01-14-007-30 | Wall | Cast in Situ |  |  | 378.93 |  | 0.90663
791928 |  | Structural Framing | Existing - ATC | C_BEA_CB_Concrete Beams_BxH_: 450x1000mm | 01-01-01-14-004-30 | Suspended Beam | Cast in Situ |  |  | 397.69 |  | 1.6321
792121 |  | Walls | Existing - ATC | Basic Wall: C_WAL_CW_Concrete Wall_T_500mm | 01-01-01-07-004-30 | Wall | Cast in Situ |  |  | 163.8 |  | 11.9898
792278 |  | Structural Framing | Existing - ATC | C_BEA_CB_Concrete Beams_BxH_: 450x1500mm | 01-01-01-07-004-30 | Suspended Beam | Cast in Situ |  |  | 397.69 |  | 2.1763
792733 |  | Structural Framing | Existing - ATC | C_BEA_CB_Concrete Beams_BxH_: 600x1200mm | 01-01-01-07-004-30 | Suspended Beam | Cast in Situ |  |  | 397.69 |  | 1.4569
792750 |  | Structural Framing | Existing - ATC | C_BEA_CB_Concrete Beams_BxH_: 600x1200mm | 01-01-01-07-004-30 | Suspended Beam | Cast in Situ |  |  | 397.69 |  | 6.7467
792782 |  | Structural Framing | Existing - ATC | C_BEA_CB_Concrete Beams_BxH_: 600x1200mm | 01-01-01-07-004-30 | Suspended Beam | Cast in Situ |  |  | 397.69 |  | 1.4576
793227 |  | Structural Framing | Existing - ATC | C_BEA_CB_Concrete Beams_BxH_: 400x1200mm | 01-01-01-07-004-30 | Suspended Beam | Cast in Situ |  |  | 397.69 |  | 4.3266
793259 |  | Structural Framing | Existing - ATC | C_BEA_CB_Concrete Beams_BxH_: 400x1200mm | 01-01-01-07-004-30 | Suspended Beam | Cast in Situ |  |  | 397.69 |  | 4.0084
793276 |  | Structural Framing | Existing - ATC | C_BEA_CB_Concrete Beams_BxH_: 400x1200mm | 01-01-01-07-004-30 | Suspended Beam | Cast in Situ |  |  | 397.69 |  | 3.8697
793702 |  | Generic Models | New Construction | Wall Void 6: Wall Void 6
799634 |  | Structural Framing | Existing - ATC | C_BEA_CB_Concrete Beams_BxH_: 750x1400mm | 01-01-01-07-004-30 | Suspended Beam | Cast in Situ |  |  | 397.69 |  | 9.0435
799715 |  | Structural Framing | Existing - ATC | C_BEA_CB_Concrete Beams_BxH_: 400x1200mm | 01-01-01-07-004-30 | Suspended Beam | Cast in Situ |  |  | 397.69 |  | 4.5318
799732 |  | Structural Framing | Existing - ATC | C_BEA_CB_Concrete Beams_BxH_: 400x1200mm | 01-01-01-07-004-30 | Suspended Beam | Cast in Situ |  |  | 397.69 |  | 4.6244
799749 |  | Structural Framing | Existing - ATC | C_BEA_CB_Concrete Beams_BxH_: 400x1200mm | 01-01-01-07-004-30 | Suspended Beam | Cast in Situ |  |  | 397.69 |  | 4.6391
799766 |  | Structural Framing | Existing - ATC | C_BEA_CB_Concrete Beams_BxH_: 400x1200mm | 01-01-01-07-004-30 | Suspended Beam | Cast in Situ |  |  | 397.69 |  | 0.45953
799783 |  | Structural Framing | Existing - ATC | C_BEA_CB_Concrete Beams_BxH_: 400x1200mm | 01-01-01-07-004-30 | Suspended Beam | Cast in Situ |  |  | 397.69 |  | 0.56454
800023 |  | Structural Framing | Existing - ATC | C_BEA_CB_Concrete Beams_BxH_: 350x1200mm | 01-01-01-07-004-30 | Suspended Beam | Cast in Situ |  |  | 397.69 |  | 0.79127
800115 |  | Structural Framing | Existing - ATC | C_BEA_CB_Concrete Beams_BxH_: 350x3780mm | 01-01-01-07-004-30 | Suspended Beam | Cast in Situ |  |  | 397.69 |  | 1.8228
800436 |  | Structural Framing | Existing - ATC | C_BEA_CB_Concrete Beams_BxH_: 400x1200mm | 01-01-01-07-004-30 | Suspended Beam | Cast in Situ |  |  | 397.69 |  | 1.47
801530 |  | Structural Framing | New Construction | C_BEA_CB_Concrete Beams_BxH_: 350x1085 | 01-01-01-07-005-30 | Suspended Beam | Cast in Situ |  |  | 267.07 |  | 0.49299
801532 |  | Structural Framing | Existing - ATC | C_BEA_CB_Concrete Beams_BxH_: 350x1785mm | 01-01-01-07-005-30 | Suspended Beam | Cast in Situ |  |  | 267.07 |  | 0.74324
802152 |  | Structural Framing | Existing - ATC | C_BEA_CB_Concrete Beams_BxH_: 350x1850mm | 01-01-01-07-005-30 | Suspended Beam | Cast in Situ |  |  | 267.07 |  | 0.85393
802690 |  | Walls | New Construction | Basic Wall: C_WAL_CW_Concrete Wall Planted_T_300mm | 01-01-01-07-005-30 | Wall | Cast in Situ |  |  | 166.6 |  | 2.5075
802703 |  | Walls | New Construction | Basic Wall: C_WAL_CW_Concrete Wall Planted_T_300mm | 01-01-01-07-005-30 | Wall | Cast in Situ |  |  | 166.6 |  | 2.1182
802718 |  | Walls | New Construction | Basic Wall: C_WAL_CW_Concrete Wall Planted_T_300mm | 01-01-01-07-005-30 | Wall | Cast in Situ |  |  | 166.6 |  | 4.3299
802731 |  | Walls | New Construction | Basic Wall: C_WAL_CW_Concrete Wall Planted_T_300mm | 01-01-01-07-005-30 | Wall | Cast in Situ |  |  | 166.6 |  | 6.7566
802745 |  | Walls | New Construction | Basic Wall: C_WAL_CW_Concrete Wall Planted_T_300mm | 01-01-01-07-005-30 | Wall | Cast in Situ |  |  | 166.6 |  | 0.83866
802760 |  | Walls | New Construction | Basic Wall: C_WAL_CW_Concrete Wall Planted_T_300mm | 01-01-01-07-005-30 | Wall | Cast in Situ |  |  | 166.6 |  | 1.998
802775 |  | Walls | New Construction | Basic Wall: C_WAL_CW_Concrete Wall Planted_T_300mm | 01-01-01-07-005-30 | Wall | Cast in Situ |  |  | 166.6 |  | 0.506
802790 |  | Walls | New Construction | Basic Wall: C_WAL_CW_Concrete Wall Planted_T_300mm | 01-01-01-07-005-30 | Wall | Cast in Situ |  |  | 166.6 |  | 5.9112
802804 |  | Walls | New Construction | Basic Wall: C_WAL_CW_Concrete Wall Planted_T_300mm | 01-01-01-07-005-30 | Wall | Cast in Situ |  |  | 166.6 |  | 4.6522
802817 |  | Walls | New Construction | Basic Wall: C_WAL_CW_Concrete Wall Planted_T_300mm | 01-01-01-14-005-30 | Wall | Cast in Situ |  |  | 166.6 |  | 3.8636
802960 |  | Walls | Existing - ATC | Basic Wall: C_WAL_CW_Concrete Wall_T_500mm | 01-01-01-07-005-30 | Wall | Cast in Situ |  |  | 166.6 |  | 27.1685
804612 |  | Walls | Existing - ATC | Basic Wall: C_WAL_CW_Concrete Wall Planted _T_600mm | 01-01-01-07-005-30 | Wall | Cast in Situ |  |  | 166.6 |  | 48.5957
805665 |  | Walls | Existing - ATC | Basic Wall: C_WAL_CW_Concrete Wall_T_500mm | 01-01-01-07-005-30 | Wall | Cast in Situ |  |  | 166.6 |  | 5.4571
806155 |  | Walls | Existing - ATC | Basic Wall: C_WAL_CW_Concrete Wall_T_350mm | 01-01-01-07-005-30 | Wall | Cast in Situ |  |  | 166.6 |  | 6.5611
806159 |  | Walls | Existing - ATC | Basic Wall: C_WAL_CW_Concrete Wall_T_350mm | 01-01-01-07-005-30 | Wall | Cast in Situ |  |  | 166.6 |  | 6.3133
806161 |  | Walls | Existing - ATC | Basic Wall: C_WAL_CW_Concrete Wall_T_737mm | 01-01-01-07-005-30 | Wall | Cast in Situ |  |  | 166.6 |  | 6.2628
806163 |  | Walls | Existing - ATC | Basic Wall: C_WAL_CW_Concrete Wall_T_350mm | 01-01-01-07-005-30 | Wall | Cast in Situ |  |  | 166.6 |  | 1.795
806178 |  | Generic Models | New Construction | Walls 25: Walls 1
806817 |  | Walls | Existing - ATC | Basic Wall: C_WAL_CW_Concrete Wall Planted_T_950mm | 01-01-01-07-005-30 | Wall | Cast in Situ |  |  | 166.6 |  | 4.0176
807449 |  | Walls | Existing - ATC | Basic Wall: C_WAL_CW_Concrete Wall_T_350mm | 01-01-01-07-005-30 | Wall | Cast in Situ |  |  | 166.6 |  | 17.9227
807451 |  | Walls | Existing - ATC | Basic Wall: C_WAL_CW_Concrete Wall_T_350mm | 01-01-01-07-005-30 | Wall | Cast in Situ |  |  | 166.6 |  | 9.2949
807453 |  | Walls | Existing - ATC | Basic Wall: C_WAL_CW_Concrete Wall_T_350mm | 01-01-01-07-005-30 | Wall | Cast in Situ |  |  | 166.6 |  | 19.1118
807455 |  | Walls | Existing - ATC | Basic Wall: C_WAL_CW_Concrete Wall_T_350mm | 01-01-01-07-005-30 | Wall | Cast in Situ |  |  | 166.6 |  | 10.9043
808326 |  | Walls | Existing - ATC | Basic Wall: C_WAL_PW_Planted Wall_T_350mm | 01-01-01-07-005-30 | Wall | Cast in Situ |  |  | 166.6 |  | 13.1907
808651 |  | Walls | New Construction | Basic Wall: C_WAL_CW_Concrete Wall Planted _T_600mm | 01-01-01-07-005-30 | Wall | Cast in Situ |  |  | 166.6 |  | 16.7502
808664 |  | Walls | New Construction | Basic Wall: C_WAL_CW_Concrete Wall_T_500mm | 01-01-01-07-005-30 | Wall | Cast in Situ |  |  | 166.6 |  | 22.3615
808794 |  | Walls | New Construction | Basic Wall: C_WAL_CW_Concrete Wall_T_375mm | 01-01-01-07-005-30 | Wall | Cast in Situ |  |  | 166.6 |  | 5.3548
811320 |  | Walls | New Construction | Basic Wall: C_WAL_CW_Concrete Wall Planted _T_600mm | 01-01-01-07-005-30 | Wall | Cast in Situ |  |  | 166.6 |  | 30.3621
812140 |  | Walls | Existing - ATC | Basic Wall: C_WAL_CW_Concrete Wall_T_500mm | 01-01-01-07-005-30 | Wall | Cast in Situ |  |  | 166.6 |  | 4.1002
812488 |  | Walls | New Construction | Basic Wall: C_WAL_CW_Concrete Wall Planted _T_600mm | 01-01-01-07-005-30 | Wall | Cast in Situ |  |  | 166.6 |  | 14.0926
813153 |  | Walls | New Construction | Basic Wall: C_WAL_CW_Concrete Wall Planted _T_600mm | 01-01-01-07-005-30 | Wall | Cast in Situ |  |  | 166.6 |  | 25.7708
813262 |  | Walls | New Construction | Basic Wall: C_WAL_CW_Concrete Wall Planted _T_600mm | 01-01-01-07-005-30 | Wall | Cast in Situ |  |  | 166.6 |  | 15.6389
813332 |  | Walls | Existing - ATC | Basic Wall: C_WAL_CW_Concrete Wall_T_500mm | 01-01-01-07-005-30 | Wall | Cast in Situ |  |  | 166.6 |  | 25.6235
813710 |  | Structural Framing | Existing - ATC | C_BEA_CB_Concrete Beams_BxH_: 1000x1000mm | 01-01-01-14-005-30 | Suspended Beam | Cast in Situ |  |  | 267.07 |  | 5.837
814526 |  | Walls | New Construction | Basic Wall: C_WAL_CW_Concrete Wall_T_450mm | 01-01-01-07-006-30 | Wall | Cast in Situ |  |  | 175.03 |  | 1.782
815697 |  | Walls | Existing - ATC | Basic Wall: C_WAL_CW_Concrete Wall Planted _T_600mm | 01-01-01-14-005-30 | Wall | Cast in Situ |  |  | 166.6 |  | 20.2987
816820 |  | Walls | Existing - ATC | Basic Wall: C_WAL_CW_Concrete Wall Planted _T_600mm | 01-01-01-14-005-30 | Wall | Cast in Situ |  |  | 166.6 |  | 54.249
817649 |  | Walls | New Construction | Basic Wall: C_WAL_CW_Concrete Wall_T_100mm | 01-01-01-07-006-30 | Upstand | Cast in Situ |  |  | 175.03 |  | 0.030601
818039 |  | Walls | New Construction | Basic Wall: C_WAL_CW_Concrete Wall_T_100mm | 01-01-01-14-006-30 | Upstand | Cast in Situ |  |  | 175.03 |  | 0.19669
818324 |  | Walls | New Construction | Basic Wall: C_WAL_CW_Concrete Wall_T_100mm | 01-01-01-14-006-30 | Upstand | Cast in Situ |  |  | 175.03 |  | 0.24094
818863 |  | Walls | Existing - ATC | Basic Wall: C_WAL_CW_Concrete Wall Planted _T_600mm | 01-01-01-14-005-30 | Wall | Cast in Situ |  |  | 166.6 |  | 22.5579
819059 |  | Walls | New Construction | Basic Wall: C_WAL_CW_Concrete Wall Planted_T_300mm | 01-01-01-14-006-30 | Wall | Cast in Situ |  |  | 175.03 |  | 4.932
820387 |  | Walls | Existing - ATC | Basic Wall: C_WAL_CW_Concrete Wall Planted _T_600mm | 01-01-01-07-005-30 | Wall | Cast in Situ |  |  | 166.6 |  | 2.0462
820739 |  | Walls | Existing - ATC | Basic Wall: C_WAL_CW_Concrete Wall_T_500mm | 01-01-01-07-005-30 | Wall | Cast in Situ |  |  | 166.6 |  | 20.8681
821111 |  | Walls | Existing - ATC | Basic Wall: C_WAL_CW_Concrete Wall_T_350mm | 01-01-01-14-005-30 | Wall | Cast in Situ |  |  | 166.6 |  | 4.9326
821577 |  | Walls | Existing - ATC | Basic Wall: C_WAL_CW_Concrete Wall_T_370mm | 01-01-01-14-005-30 | Wall | Cast in Situ |  |  | 166.6 |  | 5.4623
821592 |  | Walls | Existing - ATC | Basic Wall: C_WAL_CW_Concrete Wall_T_350mm | 01-01-01-14-005-30 | Wall | Cast in Situ |  |  | 166.6 |  | 7.7775
821603 |  | Walls | New Construction | Basic Wall: C_WAL_CW_Concrete Wall_T_350mm | 01-01-01-14-005-30 | Wall | Cast in Situ |  |  | 166.6 |  | 14.0671
821675 |  | Walls | Existing - ATC | Basic Wall: C_WAL_CW_Concrete Wall_T_370mm | 01-01-01-14-005-30 | Wall | Cast in Situ |  |  | 166.6 |  | 1.655
821749 |  | Walls | Existing - ATC | Basic Wall: C_WAL_CW_Concrete Wall_T_370mm | 01-01-01-14-005-30 | Wall | Cast in Situ |  |  | 166.6 |  | 0.68068
822569 |  | Walls | New Construction | Basic Wall: C_WAL_CW_Concrete Wall Planted_T_300mm | 01-01-01-14-006-30 | Wall | Cast in Situ |  |  | 175.03 |  | 4.1495
822655 |  | Walls | New Construction | Basic Wall: C_WAL_CW_Concrete Wall Planted_T_310mm | 01-01-01-14-006-30 | Wall | Cast in Situ |  |  | 175.03 |  | 1.005
826149 |  | Walls | New Construction | Basic Wall: C_WAL_CW_Concrete Wall Planted_T_300mm | 01-01-01-14-006-30 | Wall | Cast in Situ |  |  | 175.03 |  | 3.422
826167 |  | Walls | New Construction | Basic Wall: C_WAL_CW_Concrete Wall_T_450mm | 01-01-01-14-006-30 | Wall | Cast in Situ |  |  | 175.03 |  | 1.782
826759 |  | Walls | New Construction | Basic Wall: C_WAL_CW_Concrete Wall Planted_T_250mm | 01-01-01-14-006-30 | Wall | Cast in Situ |  |  | 175.03 |  | 7.0134
915987 |  | Structural Framing | Existing - ATC | C_BEA_CB_Concrete Beams_BxH_: 500x1000mm | 01-01-01-07-004-30 | Suspended Beam | Cast in Situ |  |  | 397.69 |  | 1.59
916025 |  | Doors | New Construction | ATC_Door_Opening: 1400 x 2220
956372 |  | Walls | New Construction | Basic Wall: C_WAL_CW_Concrete Wall_T_100mm | 01-01-01-07-006-30 | Upstand | Cast in Situ |  |  | 175.03 |  | 0.267
958205 |  | Floors | New Construction | Floor: C_SL_Concrete Slab_T_300mm | 01-01-01-07-005-30 | Suspended Slab | Cast in Situ |  |  | 155 |  | 1.5652
959160 |  | Floors | New Construction | Floor: C_SL_Concrete Slab_T_300mm | 01-01-01-07-005-30 | Suspended Slab | Cast in Situ |  |  | 155 |  | 62.99
961395 |  | Stairs | New Construction | Cast-In-Place Stair: Concrete Stair - Stair 16 | 01-01-01-14-006-30 | Stair | Cast In Situ |  |  | 121.51
961608 |  | Structural Framing | New Construction | C_BEA_CB_Concrete Beams_BxH_: 600x1300mm | 01-01-01-07-005-30 | Suspended Beam | Cast in Situ |  |  | 267.07 |  | 4.2
965015 |  | Floors | New Construction | Floor: C_SL_Concrete Slab_T_765mm | 01-01-01-07-005-30 | Suspended Slab | Cast in Situ |  |  | 155 |  | 1.6334
967370 |  | Floors | New Construction | Floors 100x100 CHAMFER: Floors 100x100 CHAMFER | 01-01-01-07-005-30 | Suspended Slab | Cast in Situ |  |  | 155 |  | 0.16027
974261 |  | Generic Models | New Construction | ATC_General Surface Opening (Rectangle): ATC_General Surface Opening (Rectangle)
986244 |  | Structural Framing | New Construction | C_BEA_CB_Concrete Beams_BxH_: 600 x2000mm | 01-01-01-07-006-30 | Suspended Beam | Cast in Situ |  |  | 333.51 |  | 14.6715
1009341 |  | Generic Models | New Construction | ATC_General Surface Opening (Rectangle): ATC_General Surface Opening (Rectangle)
1013051 |  | Generic Models | New Construction | Wall Void 12: Wall Void 12
1016788 |  | Walls | Existing - ATC | Basic Wall: C_WAL_CW_Concrete Wall_T_750mm | 01-01-01-07-001-30 | Wall | Cast in Situ |  |  | 132.04 |  | 3.0218
1050433 |  | Generic Models | New Construction | ATC_STR Vertical Opening (Rectangle): ATC_STR Vertical Opening (Rectangle)
1051086 |  | Generic Models | New Construction | ATC_STR Vertical Opening (Rectangle): ATC_STR Vertical Opening (Rectangle)
1051579 |  | Generic Models | New Construction | ATC_STR Vertical Opening (Rectangle): ATC_STR Vertical Opening (Rectangle)
1052254 |  | Generic Models | New Construction | ATC_STR Vertical Opening (Rectangle): ATC_STR Vertical Opening (Rectangle)
1052292 |  | Generic Models | New Construction | ATC_STR Vertical Opening (Rectangle): ATC_STR Vertical Opening (Rectangle)
1052695 |  | Generic Models | New Construction | ATC_STR Vertical Opening (Rectangle): ATC_STR Vertical Opening (Rectangle)
1053314 |  | Generic Models | New Construction | ATC_STR Vertical Opening (Rectangle): ATC_STR Vertical Opening (Rectangle)
1054036 |  | Generic Models | New Construction | ATC_STR Vertical Opening (Rectangle): ATC_STR Vertical Opening (Rectangle)
1054308 |  | Generic Models | New Construction | ATC_STR Vertical Opening (Rectangle): ATC_STR Vertical Opening (Rectangle)
1054486 |  | Generic Models | New Construction | ATC_STR Vertical Opening (Rectangle): ATC_STR Vertical Opening (Rectangle)
1054898 |  | Generic Models | New Construction | ATC_STR Vertical Opening (Rectangle): ATC_STR Vertical Opening (Rectangle)
1055311 |  | Generic Models | New Construction | ATC_STR Vertical Opening (Rectangle): ATC_STR Vertical Opening (Rectangle)
1058203 |  | Generic Models | New Construction | ATC_M_Beam Opening: 1200x680
1060555 |  | Generic Models | New Construction | ATC_STR Vertical Opening (Rectangle): ATC_STR Vertical Opening (Rectangle)
1061313 |  | Generic Models | New Construction | ATC_STR Vertical Opening (Rectangle): ATC_STR Vertical Opening (Rectangle)
1065982 |  | Generic Models | New Construction | ATC_STR Vertical Opening (Rectangle): ATC_STR Vertical Opening (Rectangle)
1067445 |  | Generic Models | New Construction | ATC_STR Vertical Opening (Round): ATC_STR Vertical Opening (Round)
1067484 |  | Generic Models | New Construction | ATC_STR Vertical Opening (Round): ATC_STR Vertical Opening (Round)
1067496 |  | Generic Models | New Construction | ATC_STR Vertical Opening (Round): ATC_STR Vertical Opening (Round)
1067508 |  | Generic Models | New Construction | ATC_STR Vertical Opening (Round): ATC_STR Vertical Opening (Round)
1067520 |  | Generic Models | New Construction | ATC_STR Vertical Opening (Round): ATC_STR Vertical Opening (Round)
1067589 |  | Generic Models | New Construction | ATC_STR Vertical Opening (Round): ATC_STR Vertical Opening (Round)
1067871 |  | Generic Models | New Construction | ATC_STR Vertical Opening (Round): ATC_STR Vertical Opening (Round)
1067946 |  | Generic Models | New Construction | ATC_STR Vertical Opening (Round): ATC_STR Vertical Opening (Round)
1068011 |  | Generic Models | New Construction | ATC_STR Vertical Opening (Round): ATC_STR Vertical Opening (Round)
1068023 |  | Generic Models | New Construction | ATC_STR Vertical Opening (Round): ATC_STR Vertical Opening (Round)
1068092 |  | Generic Models | New Construction | ATC_STR Vertical Opening (Round): ATC_STR Vertical Opening (Round)
1068104 |  | Generic Models | New Construction | ATC_STR Vertical Opening (Round): ATC_STR Vertical Opening (Round)
1070057 |  | Generic Models | New Construction | ATC_STR Vertical Opening (Rectangle): ATC_STR Vertical Opening (Rectangle)
1070507 |  | Generic Models | New Construction | ATC_STR Vertical Opening (Round): ATC_STR Vertical Opening (Round)
1070719 |  | Generic Models | New Construction | ATC_STR Vertical Opening (Round): ATC_STR Vertical Opening (Round)
1074667 |  | Doors | New Construction | ATC_Door_Opening: 1500 x 2320
1102160 |  | Generic Models | New Construction | ATC_General Surface Opening (Rectangle): ATC_General Surface Opening (Rectangle)
1102457 |  | Generic Models | New Construction | ATC_General Surface Opening (Rectangle): ATC_General Surface Opening (Rectangle)
1102869 |  | Generic Models | New Construction | ATC_General Surface Opening (Rectangle): ATC_General Surface Opening (Rectangle)
1103214 |  | Generic Models | New Construction | ATC_General Surface Opening (Rectangle): ATC_General Surface Opening (Rectangle)
1103509 |  | Generic Models | New Construction | ATC_General Surface Opening (Rectangle): ATC_General Surface Opening (Rectangle)
1103818 |  | Generic Models | New Construction | ATC_General Surface Opening (Rectangle): ATC_General Surface Opening (Rectangle)
1104179 |  | Generic Models | New Construction | ATC_General Surface Opening (Rectangle): ATC_General Surface Opening (Rectangle)
1104411 |  | Generic Models | New Construction | ATC_General Surface Opening (Rectangle): ATC_General Surface Opening (Rectangle)
1104664 |  | Generic Models | New Construction | ATC_General Surface Opening (Rectangle): ATC_General Surface Opening (Rectangle)
1104933 |  | Generic Models | New Construction | ATC_General Surface Opening (Rectangle): ATC_General Surface Opening (Rectangle)
1119308 |  | Generic Models | New Construction | ATC_General Surface Opening (Rectangle): ATC_General Surface Opening (Rectangle)
1119315 |  | Generic Models | New Construction | ATC_General Surface Opening (Rectangle): ATC_General Surface Opening (Rectangle)
1119326 |  | Generic Models | New Construction | ATC_General Surface Opening (Rectangle): ATC_General Surface Opening (Rectangle)
1119335 |  | Generic Models | New Construction | ATC_General Surface Opening (Rectangle): ATC_General Surface Opening (Rectangle)
1119534 |  | Generic Models | New Construction | ATC_General Surface Opening (Rectangle): ATC_General Surface Opening (Rectangle)
1120892 |  | Generic Models | New Construction | ATC_General Surface Opening (Rectangle): ATC_General Surface Opening (Rectangle)
1121248 |  | Generic Models | New Construction | ATC_General Surface Opening (Rectangle): ATC_General Surface Opening (Rectangle)
1121391 |  | Generic Models | New Construction | ATC_General Surface Opening (Rectangle): ATC_General Surface Opening (Rectangle)
1122332 |  | Generic Models | New Construction | ATC_General Surface Opening (Rectangle): ATC_General Surface Opening (Rectangle)
1128199 |  | Walls | Existing - ATC | Basic Wall: C_WAL_CW_Concrete Wall_T_750mm | 01-01-01-07-002-30 | Wall | Cast in Situ |  |  | 119.75 |  | 3.6338
1128243 |  | Generic Models | New Construction | ATC_General Surface Opening (Rectangle): ATC_General Surface Opening (Rectangle)
1128256 |  | Generic Models | New Construction | ATC_General Surface Opening (Rectangle): ATC_General Surface Opening (Rectangle)
1128306 |  | Generic Models | New Construction | ATC_General Surface Opening (Rectangle): ATC_General Surface Opening (Rectangle)
1128329 |  | Generic Models | New Construction | ATC_General Surface Opening (Rectangle): ATC_General Surface Opening (Rectangle)
1230892 |  | Generic Models | New Construction | ATC_STR Vertical Opening (Rectangle): ATC_STR Vertical Opening (Rectangle)
1245958 |  | Generic Models | New Construction | ATC_Floor Opening: 1200 x 750 x 500
1245960 |  | Generic Models | New Construction | ATC_Floor Opening: 350 x 350 x 500
1245961 |  | Generic Models | New Construction | ATC_Floor Opening: 350 x 350 x 500
1245962 |  | Generic Models | New Construction | ATC_Floor Opening: 350 x 350 x 500
1245963 |  | Generic Models | New Construction | ATC_Floor Opening: 350 x 450 x 500
1245967 |  | Generic Models | New Construction | ATC_Floor Opening: 2600 x 600 x 500
1248266 |  | Generic Models | New Construction | ATC_Floor Opening: 1200 x 750 x 500
1248267 |  | Generic Models | New Construction | ATC_Floor Opening: 350 x 350 x 500
1248268 |  | Generic Models | New Construction | ATC_Floor Opening: 500 x 400 x 500
1248289 |  | Generic Models | New Construction | ATC_Floor Opening: 550 x 550 x 500
1248296 |  | Generic Models | New Construction | ATC_Floor Opening: 550 x 550 x 500
1248297 |  | Generic Models | New Construction | ATC_Floor Opening: 550 x 550 x 500
1248298 |  | Generic Models | New Construction | ATC_Floor Opening: 550 x 550 x 500
1248321 |  | Generic Models | New Construction | ATC_Floor Opening: 800 x 400 x 500
1248342 |  | Generic Models | New Construction | ATC_Floor Opening: 1100 x 600 x 500
1248364 |  | Generic Models | New Construction | ATC_Floor Opening: 350 x 350 x 500
1248457 |  | Generic Models | New Construction | ATC_Floor Opening: 450 x 350 x 500
1324880 |  | Generic Models | New Construction | ATC_STR Vertical Opening (Round): ATC_STR Vertical Opening (Round)
1324886 |  | Generic Models | New Construction | ATC_STR Vertical Opening (Rectangle): ATC_STR Vertical Opening (Rectangle)
1324913 |  | Generic Models | New Construction | ATC_STR Vertical Opening (Round): ATC_STR Vertical Opening (Round)
1324974 |  | Generic Models | New Construction | ATC_STR Vertical Opening (Rectangle): ATC_STR Vertical Opening (Rectangle)
1324998 |  | Generic Models | New Construction | ATC_STR Vertical Opening (Round): ATC_STR Vertical Opening (Round)
1325003 |  | Generic Models | New Construction | ATC_STR Vertical Opening (Round): ATC_STR Vertical Opening (Round)
1325013 |  | Generic Models | New Construction | ATC_STR Vertical Opening (Rectangle): ATC_STR Vertical Opening (Rectangle)
1341716 |  | Generic Models | New Construction | ATC_STR Vertical Opening (Round): ATC_STR Vertical Opening (Round)
1341749 |  | Generic Models | New Construction | ATC_STR Vertical Opening (Round): ATC_STR Vertical Opening (Round)
1341762 |  | Generic Models | New Construction | ATC_STR Vertical Opening (Rectangle): ATC_STR Vertical Opening (Rectangle)
1341797 |  | Generic Models | New Construction | ATC_STR Vertical Opening (Round): ATC_STR Vertical Opening (Round)
1341804 |  | Generic Models | New Construction | ATC_STR Vertical Opening (Round): ATC_STR Vertical Opening (Round)
1341809 |  | Generic Models | New Construction | ATC_STR Vertical Opening (Round): ATC_STR Vertical Opening (Round)
1341814 |  | Generic Models | New Construction | ATC_STR Vertical Opening (Round): ATC_STR Vertical Opening (Round)
1341819 |  | Generic Models | New Construction | ATC_STR Vertical Opening (Round): ATC_STR Vertical Opening (Round)
1341833 |  | Generic Models | New Construction | ATC_STR Vertical Opening (Round): ATC_STR Vertical Opening (Round)
1341840 |  | Generic Models | New Construction | ATC_STR Vertical Opening (Rectangle): ATC_STR Vertical Opening (Rectangle)
1341858 |  | Generic Models | New Construction | ATC_STR Vertical Opening (Round): ATC_STR Vertical Opening (Round)
1341863 |  | Generic Models | New Construction | ATC_STR Vertical Opening (Round): ATC_STR Vertical Opening (Round)
1341867 |  | Generic Models | New Construction | ATC_STR Vertical Opening (Round): ATC_STR Vertical Opening (Round)
1341884 |  | Generic Models | New Construction | ATC_STR Vertical Opening (Rectangle): ATC_STR Vertical Opening (Rectangle)
1341918 |  | Generic Models | New Construction | ATC_STR Vertical Opening (Round): ATC_STR Vertical Opening (Round)
1341923 |  | Generic Models | New Construction | ATC_STR Vertical Opening (Round): ATC_STR Vertical Opening (Round)
1341928 |  | Generic Models | New Construction | ATC_STR Vertical Opening (Round): ATC_STR Vertical Opening (Round)
1341933 |  | Generic Models | New Construction | ATC_STR Vertical Opening (Round): ATC_STR Vertical Opening (Round)
1341938 |  | Generic Models | New Construction | ATC_STR Vertical Opening (Round): ATC_STR Vertical Opening (Round)
1350541 |  | Generic Models | New Construction | ATC_STR Vertical Opening (Round): ATC_STR Vertical Opening (Round)
1350546 |  | Generic Models | New Construction | ATC_STR Vertical Opening (Round): ATC_STR Vertical Opening (Round)
1350564 |  | Generic Models | New Construction | ATC_STR Vertical Opening (Round): ATC_STR Vertical Opening (Round)
1350570 |  | Generic Models | New Construction | ATC_STR Vertical Opening (Round): ATC_STR Vertical Opening (Round)
1350584 |  | Generic Models | New Construction | ATC_STR Vertical Opening (Rectangle): ATC_STR Vertical Opening (Rectangle)
1350606 |  | Generic Models | New Construction | ATC_STR Vertical Opening (Rectangle): ATC_STR Vertical Opening (Rectangle)
1350613 |  | Generic Models | New Construction | ATC_STR Vertical Opening (Rectangle): ATC_STR Vertical Opening (Rectangle)
1361331 |  | Generic Models | New Construction | ATC_STR Vertical Opening (Round): ATC_STR Vertical Opening (Round)
1361340 |  | Generic Models | New Construction | ATC_STR Vertical Opening (Round): ATC_STR Vertical Opening (Round)
1462802 |  | Floors | New Construction | Floor: C_SL_Concrete Slab_T_300mm | 01-01-01-07-002-30 | Suspended Slab | Cast in Situ |  |  | 155 |  | 1.1707
1462815 |  | Walls | New Construction | Basic Wall: C_WAL_CW_Concrete Wall_T_250mm | 01-01-01-07-001-30 | Wall | Cast in Situ |  |  | 132.04 |  | 0.15101
1462816 |  | Walls | New Construction | Basic Wall: C_WAL_CW_Concrete Wall_T_250mm | 01-01-01-07-001-30 | Wall | Cast in Situ |  |  | 132.04 |  | 0.15397
1521695 |  | Walls | Existing - ATC | Basic Wall: C_WAL_CW_Concrete Wall_T_500mm | 01-01-01-07-004-30 | Wall | Cast in Situ |  |  | 163.8 |  | 25.6434
1521715 |  | Walls | Existing - ATC | Basic Wall: C_WAL_CW_Concrete Wall Planted _T_600mm | 01-01-01-07-004-30 | Wall | Cast in Situ |  |  | 163.8 |  | 6.1182
1527453 |  | Generic Models | New Construction | ATC_STR Vertical Opening (Round): ATC_STR Vertical Opening (Round)
1657823 |  | Walls | Existing - ATC | Basic Wall: C_WAL_CW_Concrete Wall_T_500mm | 01-01-01-15-001-30 | Retaining Wall | Cast in Situ |  |  | 190.22 |  | 24.9357
1658240 |  | Walls | Existing - ATC | Basic Wall: C_WAL_CW_Concrete Wall_T_500mm | 01-01-01-15-001-30 | Retaining Wall | Cast in Situ |  |  | 190.22 |  | 23.7937
1659015 |  | Walls | Existing - ATC | Basic Wall: C_WAL_CW_Concrete Wall_T_500mm | 01-01-01-15-001-30 | Wall | Cast in Situ |  |  | 132.04 |  | 4.4173
1659084 |  | Walls | Existing - ATC | Basic Wall: C_WAL_CW_Concrete Wall_T_750mm | 01-01-01-14-001-30 | Wall | Cast in Situ |  |  | 132.04 |  | 4.3094
1659201 |  | Walls | Existing - ATC | Basic Wall: C_WAL_CW_Concrete Wall_T_750mm | 01-01-01-14-001-30 | Wall | Cast in Situ |  |  | 132.04 |  | 4.5563
1659310 |  | Walls | Existing - ATC | Basic Wall: C_WAL_CW_Concrete Wall_T_500mm | 01-01-01-14-001-30 | Wall | Cast in Situ |  |  | 132.04 |  | 1.5188
1659652 |  | Walls | Existing - ATC | Basic Wall: C_WAL_CW_Concrete Wall_T_500mm | 01-01-01-14-001-30 | Wall | Cast in Situ |  |  | 132.04 |  | 25.6709
1659740 |  | Walls | Existing - ATC | Basic Wall: C_WAL_CW_Concrete Wall_T_750mm | 01-01-01-14-001-30 | Wall | Cast in Situ |  |  | 132.04 |  | 3.0325
1660013 |  | Walls | Existing - ATC | Basic Wall: C_WAL_CW_Concrete Wall_T_750mm | 01-01-01-14-001-30 | Wall | Cast in Situ |  |  | 132.04 |  | 3.0375
1660154 |  | Walls | Existing - ATC | Basic Wall: C_WAL_CW_Concrete Wall_T_750mm | 01-01-01-14-001-30 | Wall | Cast in Situ |  |  | 132.04 |  | 3.0325
1660320 |  | Walls | Existing - ATC | Basic Wall: C_WAL_CW_Concrete Wall_T_750mm | 01-01-01-14-001-30 | Wall | Cast in Situ |  |  | 132.04 |  | 4.5547
1660708 |  | Walls | Existing - ATC | Basic Wall: C_WAL_CW_Concrete Wall_T_500mm | 01-01-01-14-001-30 | Wall | Cast in Situ |  |  | 132.04 |  | 9.0774
1660985 |  | Walls | Existing - ATC | Basic Wall: C_WAL_CW_Concrete Wall_T_750mm | 01-01-01-14-001-30 | Wall | Cast in Situ |  |  | 132.04 |  | 3.0325
1661058 |  | Walls | Existing - ATC | Basic Wall: C_WAL_CW_Concrete Wall_T_750mm | 01-01-01-14-001-30 | Wall | Cast in Situ |  |  | 132.04 |  | 4.5516
1661154 |  | Walls | Existing - ATC | Basic Wall: C_WAL_CW_Concrete Wall_T_750mm | 01-01-01-14-001-30 | Wall | Cast in Situ |  |  | 132.04 |  | 4.5513
1661226 |  | Walls | Existing - ATC | Basic Wall: C_WAL_CW_Concrete Wall_T_724mm | 01-01-01-14-001-30 | Wall | Cast in Situ |  |  | 132.04 |  | 4.382
1661687 |  | Walls | Existing - ATC | Basic Wall: C_WAL_CW_Concrete Wall_T_500mm | 01-01-01-14-001-30 | Wall | Cast in Situ |  |  | 132.04 |  | 5.0372
1662585 |  | Walls | Existing - ATC | Basic Wall: C_WAL_CW_Concrete Wall_T_750mm | 01-01-01-14-001-30 | Wall | Cast in Situ |  |  | 132.04 |  | 3.0362
1663003 |  | Walls | Existing - ATC | Basic Wall: C_WAL_CW_Concrete Wall_T_500mm | 01-01-01-14-001-30 | Wall | Cast in Situ |  |  | 132.04 |  | 3.1209
1664382 |  | Walls | Existing - ATC | Basic Wall: C_WAL_CW_Concrete Wall_T_750mm | 01-01-01-14-001-30 | Wall | Cast in Situ |  |  | 132.04 |  | 3.0726
1665902 |  | Walls | Existing - ATC | Basic Wall: C_WAL_CW_Concrete Wall_T_650mm | 01-01-01-16-001-30 | Wall | Cast in Situ |  |  | 132.04 |  | 7.0511
1666197 |  | Walls | Existing - ATC | Basic Wall: C_WAL_CW_Concrete Wall_T_750mm | 01-01-01-15-001-30 | Wall | Cast in Situ |  |  | 132.04 |  | 23.5194
1666275 |  | Walls | Existing - ATC | Basic Wall: C_WAL_CW_Concrete Wall_T_500mm | 01-01-01-15-001-30 | Wall | Cast in Situ |  |  | 132.04 |  | 4.9715
1666290 |  | Walls | Existing - ATC | Basic Wall: C_WAL_CW_Concrete Wall_T_500mm | 01-01-01-14-001-30 | Wall | Cast in Situ |  |  | 132.04 |  | 9.9114
1666306 |  | Walls | Existing - ATC | Basic Wall: C_WAL_CW_Concrete Wall_T_500mm | 01-01-01-14-001-30 | Wall | Cast in Situ |  |  | 132.04 |  | 4.7836
1666660 |  | Walls | Existing - ATC | Basic Wall: C_WAL_CW_Concrete Wall_T_750mm | 01-01-01-14-001-30 | Wall | Cast in Situ |  |  | 132.04 |  | 3.033
1667043 |  | Walls | Existing - ATC | Basic Wall: C_WAL_CW_Concrete Wall_T_500mm | 01-01-01-14-001-30 | Wall | Cast in Situ |  |  | 132.04 |  | 2.8912
1667277 |  | Walls | Existing - ATC | Basic Wall: C_WAL_CW_Concrete Wall_T_750mm | 01-01-01-14-001-30 | Wall | Cast in Situ |  |  | 132.04 |  | 3.0322
1667406 |  | Walls | Existing - ATC | Basic Wall: C_WAL_CW_Concrete Wall_T_750mm | 01-01-01-14-001-30 | Wall | Cast in Situ |  |  | 132.04 |  | 3.0099
1667534 |  | Walls | Existing - ATC | Basic Wall: C_WAL_CW_Concrete Wall_T_750mm | 01-01-01-14-001-30 | Wall | Cast in Situ |  |  | 132.04 |  | 4.5562
1667972 |  | Walls | Existing - ATC | Basic Wall: C_WAL_CW_Concrete Wall_T_350mm | 01-01-01-14-001-30 | Wall | Cast in Situ |  |  | 132.04 |  | 4.4651
1668108 |  | Walls | Existing - ATC | Basic Wall: C_WAL_CW_Concrete Wall_T_350mm | 01-01-01-14-001-30 | Wall | Cast in Situ |  |  | 132.04 |  | 3.397
1668194 |  | Walls | Existing - ATC | Basic Wall: C_WAL_CW_Concrete Wall_T_350mm | 01-01-01-14-001-30 | Wall | Cast in Situ |  |  | 132.04 |  | 4.4651
1668333 |  | Walls | Existing - ATC | Basic Wall: C_WAL_CW_Concrete Wall_T_350mm | 01-01-01-14-001-30 | Wall | Cast in Situ |  |  | 132.04 |  | 1.8127
1668845 |  | Walls | Existing - ATC | Basic Wall: C_WAL_CW_Concrete Wall_T_750mm | 01-01-01-14-001-30 | Wall | Cast in Situ |  |  | 132.04 |  | 18.3234
1668911 |  | Walls | Existing - ATC | Basic Wall: C_WAL_CW_Concrete Wall_T_450mm | 01-01-01-14-001-30 | Wall | Cast in Situ |  |  | 132.04 |  | 5.2363
1669140 |  | Walls | Existing - ATC | Basic Wall: C_WAL_CW_Concrete Wall_T_450mm | 01-01-01-14-001-30 | Wall | Cast in Situ |  |  | 132.04 |  | 4.8296
1675115 |  | Walls | Existing - ATC | Basic Wall: C_WAL_CW_Concrete Wall_T_750mm | 01-01-01-14-002-30 | Wall | Cast in Situ |  |  | 119.75 |  | 16.1775
1675325 |  | Walls | Existing - ATC | Basic Wall: C_WAL_CW_Concrete Wall_T_450mm | 01-01-01-14-002-30 | Wall | Cast in Situ |  |  | 119.75 |  | 4.2659
1675452 |  | Walls | Existing - ATC | Basic Wall: C_WAL_CW_Concrete Wall_T_450mm | 01-01-01-14-002-30 | Wall | Cast in Situ |  |  | 119.75 |  | 2.8207
1677672 |  | Walls | Existing - ATC | Basic Wall: C_WAL_CW_Concrete Wall_T_350mm | 01-01-01-14-002-30 | Wall | Cast in Situ |  |  | 119.75 |  | 3.6376
1677674 |  | Walls | Existing - ATC | Basic Wall: C_WAL_CW_Concrete Wall_T_350mm | 01-01-01-14-002-30 | Wall | Cast in Situ |  |  | 119.75 |  | 2.772
1677676 |  | Walls | Existing - ATC | Basic Wall: C_WAL_CW_Concrete Wall_T_350mm | 01-01-01-14-002-30 | Wall | Cast in Situ |  |  | 119.75 |  | 3.6383
1682817 |  | Structural Columns | Existing - ATC | C_COL_CC_Concrete Columns Rectangular_BxH_: 500x750mm | 01-01-01-14-001-30 | Rectangular Column | Cast in Situ |  |  | 175.83 |  | 0.975
1682836 |  | Structural Columns | Existing - ATC | C_COL_CC_Concrete Columns Rectangular_BxH_: 500x750mm | 01-01-01-14-002-30 | Rectangular Column | Cast in Situ |  |  | 175.83 |  | 1.5375
1682843 |  | Structural Columns | Existing - ATC | C_COL_CC_Concrete Columns Square_BxH_: 500x500mm | 01-01-01-14-002-30 | Rectangular Column | Cast in Situ |  |  | 175.83 |  | 1.1125
1684263 |  | Walls | Existing - ATC | Basic Wall: C_WAL_CW_Concrete Wall_T_750mm | 01-01-01-14-002-30 | Wall | Cast in Situ |  |  | 119.75 |  | 3.6
1684265 |  | Walls | Existing - ATC | Basic Wall: C_WAL_CW_Concrete Wall_T_750mm | 01-01-01-14-002-30 | Wall | Cast in Situ |  |  | 119.75 |  | 3.7125
1684267 |  | Walls | Existing - ATC | Basic Wall: C_WAL_CW_Concrete Wall_T_500mm | 01-01-01-14-002-30 | Wall | Cast in Situ |  |  | 119.75 |  | 20.6072
1684273 |  | Walls | Existing - ATC | Basic Wall: C_WAL_CW_Concrete Wall_T_750mm | 01-01-01-14-002-30 | Wall | Cast in Situ |  |  | 119.75 |  | 2.475
1684275 |  | Walls | Existing - ATC | Basic Wall: C_WAL_CW_Concrete Wall_T_750mm | 01-01-01-14-002-30 | Wall | Cast in Situ |  |  | 119.75 |  | 2.475
1684277 |  | Walls | Existing - ATC | Basic Wall: C_WAL_CW_Concrete Wall_T_750mm | 01-01-01-14-002-30 | Wall | Cast in Situ |  |  | 119.75 |  | 2.475
1684279 |  | Walls | Existing - ATC | Basic Wall: C_WAL_CW_Concrete Wall_T_750mm | 01-01-01-14-002-30 | Wall | Cast in Situ |  |  | 119.75 |  | 3.7125
1684283 |  | Walls | Existing - ATC | Basic Wall: C_WAL_CW_Concrete Wall_T_750mm | 01-01-01-14-002-30 | Wall | Cast in Situ |  |  | 119.75 |  | 2.175
1684285 |  | Walls | Existing - ATC | Basic Wall: C_WAL_CW_Concrete Wall_T_750mm | 01-01-01-14-002-30 | Wall | Cast in Situ |  |  | 119.75 |  | 3.7125
1684287 |  | Walls | Existing - ATC | Basic Wall: C_WAL_CW_Concrete Wall_T_750mm | 01-01-01-14-002-30 | Wall | Cast in Situ |  |  | 119.75 |  | 2.175
1684289 |  | Walls | Existing - ATC | Basic Wall: C_WAL_CW_Concrete Wall_T_724mm | 01-01-01-14-002-30 | Wall | Cast in Situ |  |  | 119.75 |  | 2.3198
1684291 |  | Walls | Existing - ATC | Basic Wall: C_WAL_CW_Concrete Wall_T_500mm | 01-01-01-14-002-30 | Wall | Cast in Situ |  |  | 119.75 |  | 9.7001
1684293 |  | Walls | Existing - ATC | Basic Wall: C_WAL_CW_Concrete Wall_T_750mm | 01-01-01-14-002-30 | Wall | Cast in Situ |  |  | 119.75 |  | 2.2513
1684295 |  | Walls | Existing - ATC | Basic Wall: C_WAL_CW_Concrete Wall_T_500mm | 01-01-01-14-002-30 | Wall | Cast in Situ |  |  | 119.75 |  | 2.6974
1684297 |  | Walls | Existing - ATC | Basic Wall: C_WAL_CW_Concrete Wall_T_750mm | 01-01-01-14-002-30 | Wall | Cast in Situ |  |  | 119.75 |  | 2.2772
1684299 |  | Walls | Existing - ATC | Basic Wall: C_WAL_CW_Concrete Wall_T_650mm | 01-01-01-16-002-30 | Wall | Cast in Situ |  |  | 119.75 |  | 3.7915
1684301 |  | Walls | Existing - ATC | Basic Wall: C_WAL_CW_Concrete Wall_T_750mm | 01-01-01-15-002-30 | Wall | Cast in Situ |  |  | 119.75 |  | 17.4218
1684303 |  | Walls | Existing - ATC | Basic Wall: C_WAL_CW_Concrete Wall_T_500mm | 01-01-01-15-002-30 | Wall | Cast in Situ |  |  | 119.75 |  | 3.9749
1684305 |  | Walls | Existing - ATC | Basic Wall: C_WAL_CW_Concrete Wall_T_500mm | 01-01-01-14-002-30 | Wall | Cast in Situ |  |  | 119.75 |  | 18.0683
1684309 |  | Walls | Existing - ATC | Basic Wall: C_WAL_CW_Concrete Wall_T_750mm | 01-01-01-14-002-30 | Wall | Cast in Situ |  |  | 119.75 |  | 2.2492
1684311 |  | Walls | Existing - ATC | Basic Wall: C_WAL_CW_Concrete Wall_T_500mm | 01-01-01-14-002-30 | Wall | Cast in Situ |  |  | 119.75 |  | 10.5475
1684313 |  | Walls | Existing - ATC | Basic Wall: C_WAL_CW_Concrete Wall_T_750mm | 01-01-01-14-002-30 | Wall | Cast in Situ |  |  | 119.75 |  | 2.2475
1684315 |  | Walls | Existing - ATC | Basic Wall: C_WAL_CW_Concrete Wall_T_750mm | 01-01-01-14-002-30 | Wall | Cast in Situ |  |  | 119.75 |  | 2.2346
1684317 |  | Walls | Existing - ATC | Basic Wall: C_WAL_CW_Concrete Wall_T_750mm | 01-01-01-14-002-30 | Wall | Cast in Situ |  |  | 119.75 |  | 3.375
1684954 |  | Walls | Existing - ATC | Basic Wall: C_WAL_CW_Concrete Wall_T_370mm | 01-01-01-14-002-30 | Wall | Cast in Situ |  |  | 119.75 |  | 3.3573
1684956 |  | Walls | Existing - ATC | Basic Wall: C_WAL_CW_Concrete Wall_T_350mm | 01-01-01-14-002-30 | Wall | Cast in Situ |  |  | 119.75 |  | 2.783
1684960 |  | Walls | Existing - ATC | Basic Wall: C_WAL_CW_Concrete Wall_T_350mm | 01-01-01-14-002-30 | Wall | Cast in Situ |  |  | 119.75 |  | 3.2319
1684962 |  | Walls | Existing - ATC | Basic Wall: C_WAL_CW_Concrete Wall_T_350mm | 01-01-01-14-002-30 | Wall | Cast in Situ |  |  | 119.75 |  | 6.4239
1685059 |  | Walls | Existing - ATC | Basic Wall: C_WAL_CW_Concrete Wall_T_350mm | 01-01-01-14-001-30 | Wall | Cast in Situ |  |  | 132.04 |  | 8.9989
1685075 |  | Walls | Existing - ATC | Basic Wall: C_WAL_CW_Concrete Wall_T_350mm | 01-01-01-14-002-30 | Wall | Cast in Situ |  |  | 119.75 |  | 6.9215
1685184 |  | Walls | Existing - ATC | Basic Wall: C_WAL_CW_Concrete Wall_T_350mm | 01-01-01-14-002-30 | Wall | Cast in Situ |  |  | 119.75 |  | 0.96078
1685306 |  | Walls | Existing - ATC | Basic Wall: C_WAL_CW_Concrete Wall_T_350mm | 01-01-01-14-001-30 | Wall | Cast in Situ |  |  | 132.04 |  | 1.1791
1699587 |  | Walls | Existing - ATC | Basic Wall: C_WAL_CW_Concrete Wall_T_750mm | 01-01-01-15-001-30 | Wall | Cast in Situ |  |  | 132.04 |  | 5.625
1699611 |  | Walls | Existing - ATC | Basic Wall: C_WAL_CW_Concrete Wall_T_300mm | 01-01-01-15-001-30 | Wall | Cast in Situ |  |  | 132.04 |  | 5.2204
1699621 |  | Walls | Existing - ATC | Basic Wall: C_WAL_CW_Concrete Wall_T_300mm | 01-01-01-15-001-30 | Wall | Cast in Situ |  |  | 132.04 |  | 4.9055
1699631 |  | Walls | Existing - ATC | Basic Wall: C_WAL_CW_Concrete Wall_T_300mm | 01-01-01-15-001-30 | Wall | Cast in Situ |  |  | 132.04 |  | 3.6913
1699641 |  | Walls | Existing - ATC | Basic Wall: C_WAL_CW_Concrete Wall_T_300mm | 01-01-01-15-001-30 | Wall | Cast in Situ |  |  | 132.04 |  | 3.7837
1699651 |  | Walls | Existing - ATC | Basic Wall: C_WAL_CW_Concrete Wall_T_300mm | 01-01-01-15-001-30 | Wall | Cast in Situ |  |  | 132.04 |  | 4.194
1699661 |  | Walls | Existing - ATC | Basic Wall: C_WAL_CW_Concrete Wall_T_300mm | 01-01-01-15-001-30 | Wall | Cast in Situ |  |  | 132.04 |  | 6.2712
1699683 |  | Walls | Existing - ATC | Basic Wall: C_WAL_CW_Concrete Wall_T_600mm | 01-01-01-15-001-30 | Retaining Wall | Cast in Situ |  |  | 190.22 |  | 6.5183
1699693 |  | Walls | Existing - ATC | Basic Wall: C_WAL_CW_Concrete Wall_T_600mm | 01-01-01-15-001-30 | Retaining Wall | Cast in Situ |  |  | 190.22 |  | 5.3394
1699703 |  | Walls | Existing - ATC | Basic Wall: C_WAL_CW_Concrete Wall_T_600mm | 01-01-01-15-001-30 | Retaining Wall | Cast in Situ |  |  | 190.22 |  | 10.6438
1699713 |  | Walls | Existing - ATC | Basic Wall: C_WAL_CW_Concrete Wall_T_1000mm | 01-01-01-15-001-30 | Retaining Wall | Cast in Situ |  |  | 190.22 |  | 11.7605
1699732 |  | Walls | Existing - ATC | Basic Wall: C_WAL_CW_Concrete Wall_T_500mm | 01-01-01-15-001-30 | Retaining Wall | Cast in Situ |  |  | 190.22 |  | 11.1894
1699746 |  | Walls | Existing - ATC | Basic Wall: C_WAL_CW_Concrete Wall_T_450mm | 01-01-01-15-001-30 | Retaining Wall | Cast in Situ |  |  | 190.22 |  | 18.5492
1699756 |  | Walls | Existing - ATC | Basic Wall: C_WAL_CW_Concrete Wall_T_450mm | 01-01-01-15-001-30 | Retaining Wall | Cast in Situ |  |  | 190.22 |  | 10.6853
1699781 |  | Generic Models | New Construction | Wall Void 13: Wall Void 13
1699785 |  | Walls | Existing - ATC | Basic Wall: C_WAL_CW_Concrete Wall_T_500mm | 01-01-01-15-001-30 | Retaining Wall | Cast in Situ |  |  | 190.22 |  | 6.8041
1700048 |  | Walls | Existing - ATC | Basic Wall: C_WAL_CW_Concrete Wall_T_450mm | 01-01-01-16-001-30 | Retaining Wall | Cast in Situ |  |  | 190.22 |  | 8.2102
1700238 |  | Walls | Existing - ATC | Basic Wall: C_WAL_CW_Concrete Wall_T_450mm | 01-01-01-16-001-30 | Retaining Wall | Cast in Situ |  |  | 190.22 |  | 19.1115
1700253 |  | Walls | Existing - ATC | Basic Wall: C_WAL_CW_Concrete Wall_T_450mm | 01-01-01-16-001-30 | Retaining Wall | Cast in Situ |  |  | 190.22 |  | 18.3744
1700268 |  | Walls | Existing - ATC | Basic Wall: C_WAL_CW_Concrete Wall_T_450mm | 01-01-01-16-001-30 | Retaining Wall | Cast in Situ |  |  | 190.22 |  | 18.5986
1700283 |  | Walls | Existing - ATC | Basic Wall: C_WAL_CW_Concrete Wall_T_450mm | 01-01-01-16-001-30 | Retaining Wall | Cast in Situ |  |  | 190.22 |  | 18.5935
1700319 |  | Walls | Existing - ATC | Basic Wall: C_WAL_CW_Concrete Wall_T_450mm | 01-01-01-16-001-30 | Retaining Wall | Cast in Situ |  |  | 190.22 |  | 18.5932
1700334 |  | Walls | Existing - ATC | Basic Wall: C_WAL_CW_Concrete Wall_T_450mm | 01-01-01-16-001-30 | Retaining Wall | Cast in Situ |  |  | 190.22 |  | 18.6041
1700349 |  | Walls | Existing - ATC | Basic Wall: C_WAL_CW_Concrete Wall_T_450mm | 01-01-01-16-001-30 | Retaining Wall | Cast in Situ |  |  | 190.22 |  | 18.8137
1700366 |  | Walls | Existing - ATC | Basic Wall: C_WAL_CW_Concrete Wall_T_450mm | 01-01-01-16-001-30 | Retaining Wall | Cast in Situ |  |  | 190.22 |  | 26.6807
1700931 |  | Structural Columns | Existing - ATC | C_COL_CC_Concrete Columns Square_BxH_: 700x700mm | 01-01-01-16-001-30 | Rectangular Column | Cast in Situ |  |  | 175.83 |  | 2.0335
1701054 |  | Structural Columns | Existing - ATC | C_COL_CC_Concrete Columns Square_BxH_: 700x700mm | 01-01-01-15-001-30 | Rectangular Column | Cast in Situ |  |  | 175.83 |  | 2.0335
1701096 |  | Structural Columns | Existing - ATC | C_COL_CC_Concrete Columns Square_BxH_: 700x700mm | 01-01-01-15-001-30 | Rectangular Column | Cast in Situ |  |  | 175.83 |  | 2.0335
1748961 |  | Structural Columns | Existing - ATC | C_COL_CC_Concrete Columns Special: Column 1 | 01-01-01-16-001-30 | Shear Wall | Cast in Situ |  |  | 123.9 | 40.2976 | 19.8638
1748990 |  | Structural Columns | Existing - ATC | Column 2: Column 2 | 01-01-01-16-001-30 | Shear Wall | Cast in Situ |  |  | 123.9 | 46.4282 | 22.9279
1749306 |  | Structural Columns | Existing - ATC | Column 3: Column 2 | 01-01-01-16-001-30 | Shear Wall | Cast in Situ |  |  | 123.9 | 45.89 | 22.6616
1749544 |  | Structural Columns | Existing - ATC | Column 4: Column 2 | 01-01-01-16-001-30 | Wall | Cast in Situ |  |  | 132.04 | 23.5873 | 11.5084
1749737 |  | Structural Columns | Existing - ATC | Column 5: Column 2 | 01-01-01-16-001-30 | Wall | Cast in Situ |  |  | 132.04 | 18.4303 | 8.112
1764746 |  | Walls | Existing - ATC | Basic Wall: C_WAL_CW_Concrete Wall_T_500mm | 01-01-01-15-002-30 | Retaining Wall | Cast in Situ |  |  | 190.22 |  | 17.66
1764748 |  | Walls | Existing - ATC | Basic Wall: C_WAL_CW_Concrete Wall_T_500mm | 01-01-01-15-002-30 | Retaining Wall | Cast in Situ |  |  | 190.22 |  | 18.9586
1764750 |  | Walls | Existing - ATC | Basic Wall: C_WAL_CW_Concrete Wall_T_300mm | 01-01-01-15-002-30 | Wall | Cast in Situ |  |  | 119.75 |  | 5.6336
1764752 |  | Walls | Existing - ATC | Basic Wall: C_WAL_CW_Concrete Wall_T_300mm | 01-01-01-15-002-30 | Wall | Cast in Situ |  |  | 119.75 |  | 3.4931
1764754 |  | Walls | Existing - ATC | Basic Wall: C_WAL_CW_Concrete Wall_T_300mm | 01-01-01-15-002-30 | Wall | Cast in Situ |  |  | 119.75 |  | 2.3539
1764756 |  | Walls | Existing - ATC | Basic Wall: C_WAL_CW_Concrete Wall_T_300mm | 01-01-01-15-002-30 | Wall | Cast in Situ |  |  | 119.75 |  | 2.8912
1764758 |  | Walls | Existing - ATC | Basic Wall: C_WAL_CW_Concrete Wall_T_300mm | 01-01-01-15-002-30 | Wall | Cast in Situ |  |  | 119.75 |  | 4.8708
1764836 |  | Doors | New Construction | ATC_Door_Opening: 1130 x 2220
1764937 |  | Floors | Existing - ATC | Floor: C_SL_Concrete Slab_T_300mm | 01-01-01-15-002-30 | Suspended Slab | Cast in Situ |  |  | 155 |  | 14.0745
1765053 |  | Floors | Existing - ATC | Floor: C_SL_Concrete Slab_T_250mm | 01-01-01-14-005-30 | Suspended Slab | Cast in Situ |  |  | 155 |  | 1.5
1765274 |  | Generic Models | New Construction | ATC_STR Vertical Opening (Rectangle): ATC_STR Vertical Opening (Rectangle)
1765681 |  | Walls | Existing - ATC | Basic Wall: C_WAL_CW_Concrete Wall_T_500mm | 01-01-01-15-002-30 | Wall | Cast in Situ |  |  | 119.75 |  | 4.4663
1765683 |  | Walls | Existing - ATC | Basic Wall: C_WAL_CW_Concrete Wall_T_750mm | 01-01-01-15-002-30 | Wall | Cast in Situ |  |  | 119.75 |  | 5.175
1766158 |  | Floors | Existing - ATC | Floor: C_SL_Concrete Slab_T_300mm | 01-01-01-15-002-30 | Suspended Slab | Cast in Situ |  |  | 155 |  | 171.8024
1767392 |  | Structural Columns | Existing - ATC | C_COL_CC_Concrete Columns Square_BxH_: 400x400mm | 01-01-01-15-002-30 | Rectangular Column | Cast in Situ |  |  | 175.83 |  | 0.464
1767394 |  | Structural Columns | Existing - ATC | C_COL_CC_Concrete Columns Square_BxH_: 400x400mm | 01-01-01-15-002-30 | Rectangular Column | Cast in Situ |  |  | 175.83 |  | 0.44
1767396 |  | Structural Columns | Existing - ATC | C_COL_CC_Concrete Columns Square_BxH_: 400x400mm | 01-01-01-15-002-30 | Rectangular Column | Cast in Situ |  |  | 175.83 |  | 0.456
1767398 |  | Structural Columns | Existing - ATC | C_COL_CC_Concrete Columns Square_BxH_: 400x400mm | 01-01-01-15-002-30 | Rectangular Column | Cast in Situ |  |  | 175.83 |  | 0.44
1767400 |  | Structural Columns | Existing - ATC | C_COL_CC_Concrete Columns Square_BxH_: 400x400mm | 01-01-01-15-002-30 | Rectangular Column | Cast in Situ |  |  | 175.83 |  | 0.44
1767402 |  | Structural Columns | Existing - ATC | C_COL_CC_Concrete Columns Square_BxH_: 400x400mm | 01-01-01-15-002-30 | Rectangular Column | Cast in Situ |  |  | 175.83 |  | 0.44
1767404 |  | Structural Columns | Existing - ATC | C_COL_CC_Concrete Columns Square_BxH_: 400x400mm | 01-01-01-15-002-30 | Rectangular Column | Cast in Situ |  |  | 175.83 |  | 0.44
1767701 |  | Floors | Existing - ATC | Floor: C_SL_Concrete Slab_T_400mm | 01-01-01-15-002-30 | Suspended Slab | Cast in Situ |  |  | 155 |  | 0.084
1767749 |  | Floors | Existing - ATC | Floor: C_SL_Concrete Slab_T_400mm | 01-01-01-15-002-30 | Suspended Slab | Cast in Situ |  |  | 155 |  | 0.084
1767765 |  | Floors | Existing - ATC | Floor: C_SL_Concrete Slab_T_400mm | 01-01-01-15-002-30 | Suspended Slab | Cast in Situ |  |  | 155 |  | 0.084
1767781 |  | Floors | Existing - ATC | Floor: C_SL_Concrete Slab_T_400mm | 01-01-01-15-002-30 | Suspended Slab | Cast in Situ |  |  | 155 |  | 0.084
1767797 |  | Floors | Existing - ATC | Floor: C_SL_Concrete Slab_T_400mm | 01-01-01-15-002-30 | Suspended Slab | Cast in Situ |  |  | 155 |  | 0.084
1767813 |  | Floors | Existing - ATC | Floor: C_SL_Concrete Slab_T_400mm | 01-01-01-15-002-30 | Suspended Slab | Cast in Situ |  |  | 155 |  | 0.084
1767888 |  | Floors | Existing - ATC | Floor: C_SL_Concrete Slab_T_400mm | 01-01-01-15-002-30 | Suspended Slab | Cast in Situ |  |  | 155 |  | 0.084
1767942 |  | Structural Columns | Existing - ATC | C_COL_CC_Concrete Columns Square_BxH_: 500x500mm | 01-01-01-15-002-30 | Rectangular Column | Cast in Situ |  |  | 175.83 |  | 0.6
1767944 |  | Structural Columns | Existing - ATC | C_COL_CC_Concrete Columns Square_BxH_: 500x500mm | 01-01-01-15-002-30 | Rectangular Column | Cast in Situ |  |  | 175.83 |  | 0.75
1767971 |  | Floors | Existing - ATC | Floor: C_SL_Concrete Slab_T_400mm | 01-01-01-15-002-30 | Suspended Slab | Cast in Situ |  |  | 155 |  | 0.097
1768118 |  | Structural Columns | Existing - ATC | C_COL_CC_Concrete Columns Square_BxH_: 700x700mm | 01-01-01-15-002-30 | Rectangular Column | Cast in Situ |  |  | 175.83 |  | 1.47
1768120 |  | Structural Columns | Existing - ATC | C_COL_CC_Concrete Columns Square_BxH_: 700x700mm | 01-01-01-15-002-30 | Rectangular Column | Cast in Situ |  |  | 175.83 |  | 1.47
1768307 |  | Walls | Existing - ATC | Basic Wall: C_WAL_CW_Concrete Wall_T_600mm | 01-01-01-15-002-30 | Wall | Cast in Situ |  |  | 119.75 |  | 4.3944
1768309 |  | Walls | Existing - ATC | Basic Wall: C_WAL_CW_Concrete Wall_T_600mm | 01-01-01-15-002-30 | Wall | Cast in Situ |  |  | 119.75 |  | 3.5996
1768311 |  | Walls | Existing - ATC | Basic Wall: C_WAL_CW_Concrete Wall_T_600mm | 01-01-01-15-002-30 | Wall | Cast in Situ |  |  | 119.75 |  | 7.1756
1768313 |  | Walls | Existing - ATC | Basic Wall: C_WAL_CW_Concrete Wall_T_1000mm | 01-01-01-15-002-30 | Wall | Cast in Situ |  |  | 119.75 |  | 7.9284
1768315 |  | Walls | Existing - ATC | Basic Wall: C_WAL_CW_Concrete Wall_T_500mm | 01-01-01-15-002-30 | Retaining Wall | Cast in Situ |  |  | 190.22 |  | 7.4826
1768317 |  | Walls | Existing - ATC | Basic Wall: C_WAL_CW_Concrete Wall_T_500mm | 01-01-01-15-002-30 | Retaining Wall | Cast in Situ |  |  | 190.22 |  | 4.84
1768453 |  | Walls | Existing - ATC | Basic Wall: C_WAL_CW_Concrete Wall_T_450mm | 01-01-01-15-002-30 | Retaining Wall | Cast in Situ |  |  | 190.22 |  | 12.5051
1768455 |  | Walls | Existing - ATC | Basic Wall: C_WAL_CW_Concrete Wall_T_450mm | 01-01-01-15-002-30 | Retaining Wall | Cast in Situ |  |  | 190.22 |  | 7.2036
1768673 |  | Walls | Existing - ATC | Basic Wall: C_WAL_CW_Concrete Wall_T_450mm | 01-01-01-16-002-30 | Retaining Wall | Cast in Situ |  |  | 190.22 |  | 5.535
1768675 |  | Walls | Existing - ATC | Basic Wall: C_WAL_CW_Concrete Wall_T_450mm | 01-01-01-16-002-30 | Retaining Wall | Cast in Situ |  |  | 190.22 |  | 12.8218
1768677 |  | Walls | Existing - ATC | Basic Wall: C_WAL_CW_Concrete Wall_T_450mm | 01-01-01-16-002-30 | Retaining Wall | Cast in Situ |  |  | 190.22 |  | 12.3872
1768679 |  | Walls | Existing - ATC | Basic Wall: C_WAL_CW_Concrete Wall_T_450mm | 01-01-01-16-002-30 | Retaining Wall | Cast in Situ |  |  | 190.22 |  | 12.5384
1768681 |  | Walls | Existing - ATC | Basic Wall: C_WAL_CW_Concrete Wall_T_450mm | 01-01-01-16-002-30 | Retaining Wall | Cast in Situ |  |  | 190.22 |  | 12.5349
1768683 |  | Walls | Existing - ATC | Basic Wall: C_WAL_CW_Concrete Wall_T_450mm | 01-01-01-16-002-30 | Retaining Wall | Cast in Situ |  |  | 190.22 |  | 12.5312
1768685 |  | Walls | Existing - ATC | Basic Wall: C_WAL_CW_Concrete Wall_T_450mm | 01-01-01-16-002-30 | Retaining Wall | Cast in Situ |  |  | 190.22 |  | 12.5437
1768687 |  | Walls | Existing - ATC | Basic Wall: C_WAL_CW_Concrete Wall_T_450mm | 01-01-01-16-002-30 | Retaining Wall | Cast in Situ |  |  | 190.22 |  | 12.6802
1768689 |  | Walls | Existing - ATC | Basic Wall: C_WAL_CW_Concrete Wall_T_450mm | 01-01-01-16-002-30 | Retaining Wall | Cast in Situ |  |  | 190.22 |  | 15.885
1768928 |  | Structural Columns | Existing - ATC | C_COL_CC_Concrete Columns Square_BxH_: 400x400mm | 01-01-01-16-002-30 | Rectangular Column | Cast in Situ |  |  | 175.83 |  | 0.464
1768930 |  | Structural Columns | Existing - ATC | C_COL_CC_Concrete Columns Square_BxH_: 400x400mm | 01-01-01-16-002-30 | Rectangular Column | Cast in Situ |  |  | 175.83 |  | 0.464
1768932 |  | Structural Columns | Existing - ATC | C_COL_CC_Concrete Columns Square_BxH_: 400x400mm | 01-01-01-16-002-30 | Rectangular Column | Cast in Situ |  |  | 175.83 |  | 0.464
1768934 |  | Structural Columns | Existing - ATC | C_COL_CC_Concrete Columns Square_BxH_: 400x400mm | 01-01-01-16-002-30 | Rectangular Column | Cast in Situ |  |  | 175.83 |  | 0.464
1768936 |  | Structural Columns | Existing - ATC | C_COL_CC_Concrete Columns Square_BxH_: 400x400mm | 01-01-01-16-002-30 | Rectangular Column | Cast in Situ |  |  | 175.83 |  | 0.464
1768938 |  | Structural Columns | Existing - ATC | C_COL_CC_Concrete Columns Square_BxH_: 400x400mm | 01-01-01-16-002-30 | Rectangular Column | Cast in Situ |  |  | 175.83 |  | 0.464
1768940 |  | Structural Columns | Existing - ATC | C_COL_CC_Concrete Columns Square_BxH_: 400x400mm | 01-01-01-16-002-30 | Rectangular Column | Cast in Situ |  |  | 175.83 |  | 0.464
1768942 |  | Structural Columns | Existing - ATC | C_COL_CC_Concrete Columns Square_BxH_: 400x400mm | 01-01-01-16-002-30 | Rectangular Column | Cast in Situ |  |  | 175.83 |  | 0.528
1768944 |  | Structural Columns | Existing - ATC | C_COL_CC_Concrete Columns Square_BxH_: 700x700mm | 01-01-01-16-002-30 | Rectangular Column | Cast in Situ |  |  | 175.83 |  | 1.47
1768946 |  | Structural Columns | Existing - ATC | C_COL_CC_Concrete Columns Square_BxH_: 700x700mm | 01-01-01-16-002-30 | Rectangular Column | Cast in Situ |  |  | 175.83 |  | 1.47
1768948 |  | Structural Columns | Existing - ATC | C_COL_CC_Concrete Columns Square_BxH_: 700x700mm | 01-01-01-16-002-30 | Rectangular Column | Cast in Situ |  |  | 175.83 |  | 1.47
1768950 |  | Structural Columns | Existing - ATC | C_COL_CC_Concrete Columns Square_BxH_: 700x700mm | 01-01-01-16-002-30 | Rectangular Column | Cast in Situ |  |  | 175.83 |  | 1.47
1768952 |  | Structural Columns | Existing - ATC | C_COL_CC_Concrete Columns Square_BxH_: 700x700mm | 01-01-01-16-002-30 | Rectangular Column | Cast in Situ |  |  | 175.83 |  | 1.47
1768954 |  | Structural Columns | Existing - ATC | C_COL_CC_Concrete Columns Square_BxH_: 700x700mm | 01-01-01-16-002-30 | Rectangular Column | Cast in Situ |  |  | 175.83 |  | 1.47
1768956 |  | Structural Columns | Existing - ATC | C_COL_CC_Concrete Columns Square_BxH_: 700x700mm | 01-01-01-16-002-30 | Rectangular Column | Cast in Situ |  |  | 175.83 |  | 1.47
1768958 |  | Structural Columns | Existing - ATC | C_COL_CC_Concrete Columns Square_BxH_: 700x700mm | 01-01-01-16-002-30 | Rectangular Column | Cast in Situ |  |  | 175.83 |  | 1.47
1858328 |  | Walls | Existing - ATC | Basic Wall: C_WAL_CW_Concrete Wall_T_370mm | 01-01-01-14-001-30 | Wall | Cast in Situ |  |  | 132.04 |  | 0.33356
1879537 |  | Walls | Existing - ATC | Basic Wall: C_WAL_CW_Concrete Wall Planted _T_600mm | 01-01-01-16-002-30 | Wall | Cast in Situ |  |  | 119.75 |  | 3.5278
1879539 |  | Walls | Existing - ATC | Basic Wall: C_WAL_CW_Concrete Wall Planted _T_600mm | 01-01-01-15-002-30 | Wall | Cast in Situ |  |  | 119.75 |  | 4.4023
1879541 |  | Walls | Existing - ATC | Basic Wall: C_WAL_CW_Concrete Wall Planted _T_600mm | 01-01-01-15-002-30 | Wall | Cast in Situ |  |  | 119.75 |  | 5.9687
1879567 |  | Walls | Existing - ATC | Basic Wall: C_WAL_CW_Concrete Wall Planted_T_200mm | 01-01-01-15-002-30 | Wall | Cast in Situ |  |  | 119.75 |  | 1.3338
1879593 |  | Walls | Existing - ATC | Basic Wall: C_WAL_CW_Concrete Wall Planted _T_600mm | 01-01-01-16-002-30 | Wall | Cast in Situ |  |  | 119.75 |  | 4.8998
1879601 |  | Floors | Existing - ATC | Floor: C_SL_Concrete Slab_T_300mm | 01-01-01-16-002-30 | Suspended Slab | Cast in Situ |  |  | 155 |  | 232.638
1879684 |  | Generic Models | New Construction | ATC_General Surface Opening (Rectangle): ATC_General Surface Opening (Rectangle)
1880481 |  | Generic Models | New Construction | ATC_General Surface Opening (Rectangle): ATC_General Surface Opening (Rectangle)
1880511 |  | Generic Models | New Construction | ATC_General Surface Opening (Rectangle): ATC_General Surface Opening (Rectangle)
1880521 |  | Doors | New Construction | ATC_Door_Opening: 1130 x 2220
1880532 |  | Structural Columns | Existing - ATC | C_COL_CC_Concrete Columns Square_BxH_: 700x700mm | 01-01-01-15-002-30 | Rectangular Column | Cast in Situ |  |  | 175.83 |  | 1.47
1880534 |  | Structural Columns | Existing - ATC | C_COL_CC_Concrete Columns Square_BxH_: 700x700mm | 01-01-01-16-002-30 | Rectangular Column | Cast in Situ |  |  | 175.83 |  | 1.47
1880536 |  | Structural Columns | Existing - ATC | C_COL_CC_Concrete Columns Square_BxH_: 700x700mm | 01-01-01-16-002-30 | Rectangular Column | Cast in Situ |  |  | 175.83 |  | 1.47
1880538 |  | Structural Columns | Existing - ATC | C_COL_CC_Concrete Columns Square_BxH_: 700x700mm | 01-01-01-16-002-30 | Rectangular Column | Cast in Situ |  |  | 175.83 |  | 1.47
1880567 |  | Structural Columns | Existing - ATC | Column 6: Column 1 | 01-01-01-16-002-30 | Shear Wall | Cast in Situ |  |  | 123.9 | 29.8842 | 14.6922
1880572 |  | Structural Columns | Existing - ATC | Column 7: Column 2 | 01-01-01-16-002-30 | Shear Wall | Cast in Situ |  |  | 123.9 | 34.4299 | 17.0027
1880592 |  | Structural Columns | Existing - ATC | Column 8: Column 2 | 01-01-01-16-002-30 | Shear Wall | Cast in Situ |  |  | 123.9 | 34.0308 | 16.8014
1880612 |  | Structural Columns | Existing - ATC | Column 9: Column 2 | 01-01-01-16-002-30 | Wall | Cast in Situ |  |  | 119.75 | 17.4915 | 8.5331
1880632 |  | Structural Columns | Existing - ATC | Column 10: Column 2 | 01-01-01-16-002-30 | Wall | Cast in Situ |  |  | 119.75 | 13.6674 | 6.0157
1913794 |  | Walls | Existing - ATC | Basic Wall: C_WAL_CW_Concrete Wall_T_750mm | 01-01-01-07-002-30 | Wall | Cast in Situ |  |  | 119.75 |  | 4.2151
1913894 |  | Walls | Existing - ATC | Basic Wall: C_WAL_CW_Concrete Wall_T_450mm | 01-01-01-16-001-30 | Wall | Cast in Situ |  |  | 132.04 |  | 0.092421
1955547 |  | Generic Models | Existing - ATC | Generic Models 2: Generic Models 2
2028466 |  | Generic Models | New Construction | ATC_M_Beam Opening: 400x400
2028470 |  | Generic Models | New Construction | ATC_M_Beam Opening: 400x400
2028474 |  | Generic Models | New Construction | ATC_M_Beam Opening: 400x400
2028475 |  | Generic Models | New Construction | ATC_M_Beam Opening: 400x400
2028476 |  | Generic Models | New Construction | ATC_M_Beam Opening: 400x400
2028477 |  | Generic Models | New Construction | ATC_M_Beam Opening: 400x400
2028478 |  | Generic Models | New Construction | ATC_M_Beam Opening: 400x400
2028479 |  | Generic Models | New Construction | ATC_M_Beam Opening: 400x400
2028667 |  | Generic Models | New Construction | ATC_M_Beam Opening: 400x400
2028669 |  | Generic Models | New Construction | ATC_M_Beam Opening: 400x400
2028670 |  | Generic Models | New Construction | ATC_M_Beam Opening: 400x400
2028671 |  | Generic Models | New Construction | ATC_M_Beam Opening: 400x400
2028672 |  | Generic Models | New Construction | ATC_M_Beam Opening: 400x400
2028673 |  | Generic Models | New Construction | ATC_M_Beam Opening: 400x400
2028674 |  | Generic Models | New Construction | ATC_M_Beam Opening: 400x400
2028675 |  | Generic Models | New Construction | ATC_M_Beam Opening: 400x400
2028676 |  | Generic Models | New Construction | ATC_M_Beam Opening: 400x400
2032692 |  | Generic Models | New Construction | ATC_M_Beam Opening: 400x400
2032697 |  | Generic Models | New Construction | ATC_M_Beam Opening: 400x400
2033739 |  | Floors | Existing - ATC | Floor: C_SL_Concrete Slab_T_300mm | 01-01-01-14-005-30 | Suspended Slab | Cast in Situ |  |  | 155 |  | 2.7902
2037311 |  | Walls | Existing - ATC | Basic Wall: C_WAL_CW_Concrete Wall_T_500mm | 01-01-01-16-003-30 | Wall | Cast in Situ |  |  | 155.74 |  | 6.0703
2037313 |  | Walls | Existing - ATC | Basic Wall: C_WAL_CW_Concrete Wall_T_500mm | 01-01-01-15-003-30 | Wall | Cast in Situ |  |  | 155.74 |  | 19.6904
2037315 |  | Walls | Existing - ATC | Basic Wall: C_WAL_CW_Concrete Wall_T_500mm | 01-01-01-15-003-30 | Wall | Cast in Situ |  |  | 155.74 |  | 6.0933
2037317 |  | Walls | Existing - ATC | Basic Wall: C_WAL_CW_Concrete Wall_T_500mm | 01-01-01-16-003-30 | Wall | Cast in Situ |  |  | 155.74 |  | 7.4312
2037319 |  | Walls | Existing - ATC | Basic Wall: C_WAL_CW_Concrete Wall_T_500mm | 01-01-01-15-003-30 | Wall | Cast in Situ |  |  | 155.74 |  | 7.4307
2037321 |  | Walls | Existing - ATC | Basic Wall: C_WAL_CW_Concrete Wall_T_500mm | 01-01-01-15-003-30 | Wall | Cast in Situ |  |  | 155.74 |  | 10.8679
2037322 |  | Walls | Existing - ATC | Basic Wall: C_WAL_CW_Concrete Wall_T_200mm | 01-01-01-15-003-30 | Wall | Cast in Situ |  |  | 155.74 |  | 4.7396
2037325 |  | Walls | Existing - ATC | Basic Wall: C_WAL_CW_Concrete Wall Planted _T_600mm | 01-01-01-16-003-30 | Wall | Cast in Situ |  |  | 155.74 |  | 8.5861
2037940 |  | Walls | Existing - ATC | Basic Wall: C_WAL_CW_Concrete Wall_T_500mm | 01-01-01-14-003-30 | Wall | Cast in Situ |  |  | 155.74 |  | 1.6294
2037948 |  | Floors | Existing - ATC | Floor: C_SL_Concrete Slab_T_300mm | 01-01-01-14-003-30 | Suspended Slab | Cast in Situ |  |  | 155 |  | 58.2326
2038692 |  | Floors | Existing - ATC | Floor: C_SL_Concrete Slab_T_300mm | 01-01-01-14-005-30 | Suspended Slab | Cast in Situ |  |  | 155 |  | 5.6942
2060641 |  | Generic Models | New Construction | ATC_General Surface Opening (Rectangle): ATC_General Surface Opening (Rectangle)
2060669 |  | Generic Models | New Construction | ATC_STR Vertical Opening (Rectangle): ATC_STR Vertical Opening (Rectangle)
2060672 |  | Generic Models | New Construction | ATC_STR Vertical Opening (Rectangle): ATC_STR Vertical Opening (Rectangle)
2060673 |  | Generic Models | New Construction | ATC_STR Vertical Opening (Rectangle): ATC_STR Vertical Opening (Rectangle)
2060675 |  | Generic Models | New Construction | ATC_STR Vertical Opening (Round): ATC_STR Vertical Opening (Round)
2060700 |  | Generic Models | New Construction | ATC_STR Vertical Opening (Round): ATC_STR Vertical Opening (Round)
2060706 |  | Generic Models | New Construction | ATC_STR Vertical Opening (Round): ATC_STR Vertical Opening (Round)
2060712 |  | Generic Models | New Construction | ATC_General Surface Opening (Rectangle): ATC_General Surface Opening (Rectangle)
2060722 |  | Generic Models | New Construction | ATC_STR Vertical Opening (Rectangle): ATC_STR Vertical Opening (Rectangle)
2060727 |  | Generic Models | New Construction | ATC_STR Vertical Opening (Rectangle): ATC_STR Vertical Opening (Rectangle)
2060729 |  | Generic Models | New Construction | ATC_STR Vertical Opening (Rectangle): ATC_STR Vertical Opening (Rectangle)
2060730 |  | Generic Models | New Construction | ATC_STR Vertical Opening (Rectangle): ATC_STR Vertical Opening (Rectangle)
2060758 |  | Generic Models | New Construction | ATC_STR Vertical Opening (Rectangle): ATC_STR Vertical Opening (Rectangle)
2060762 |  | Generic Models | New Construction | ATC_STR Vertical Opening (Rectangle): ATC_STR Vertical Opening (Rectangle)
2060769 |  | Generic Models | New Construction | ATC_STR Vertical Opening (Round): ATC_STR Vertical Opening (Round)
2060774 |  | Generic Models | New Construction | ATC_STR Vertical Opening (Round): ATC_STR Vertical Opening (Round)
2060787 |  | Generic Models | New Construction | ATC_STR Vertical Opening (Rectangle): ATC_STR Vertical Opening (Rectangle)
2060792 |  | Generic Models | New Construction | ATC_STR Vertical Opening (Rectangle): ATC_STR Vertical Opening (Rectangle)
2060794 |  | Generic Models | New Construction | ATC_STR Vertical Opening (Rectangle): ATC_STR Vertical Opening (Rectangle)
2063804 |  | Walls | Existing - ATC | Basic Wall: C_WAL_CW_Concrete Wall_T_500mm | 01-01-01-14-001-30 | Wall | Cast in Situ |  |  | 132.04 |  | 1.3343
2069502 |  | Generic Models | New Construction | ATC_STR Vertical Opening (Rectangle): ATC_STR Vertical Opening (Rectangle)
2069514 |  | Generic Models | New Construction | ATC_STR Vertical Opening (Rectangle): ATC_STR Vertical Opening (Rectangle)
2069545 |  | Generic Models | New Construction | ATC_STR Vertical Opening (Round): ATC_STR Vertical Opening (Round)
2069575 |  | Generic Models | New Construction | ATC_STR Vertical Opening (Round): ATC_STR Vertical Opening (Round)
2073752 |  | Generic Models | New Construction | ATC_STR Vertical Opening (Rectangle): ATC_STR Vertical Opening (Rectangle)
2078820 |  | Generic Models | New Construction | ATC_STR Vertical Opening (Rectangle): ATC_STR Vertical Opening (Rectangle)
2078828 |  | Generic Models | New Construction | ATC_STR Vertical Opening (Rectangle): ATC_STR Vertical Opening (Rectangle)
2082648 |  | Generic Models | New Construction | ATC_STR Vertical Opening (Round): ATC_STR Vertical Opening (Round)
2082675 |  | Generic Models | New Construction | ATC_STR Vertical Opening (Round): ATC_STR Vertical Opening (Round)
2082689 |  | Walls | Existing - ATC | Basic Wall: C_WAL_CW_Concrete Wall_T_500mm | 01-01-01-14-001-30 | Wall | Cast in Situ |  |  | 132.04 |  | 1.3733
2082703 |  | Generic Models | New Construction | ATC_General Surface Opening (Rectangle): ATC_General Surface Opening (Rectangle)
2082750 |  | Generic Models | New Construction | ATC_STR Vertical Opening (Rectangle): ATC_STR Vertical Opening (Rectangle)
2084451 |  | Generic Models | New Construction | ATC_M_Beam Opening: 400x400
2084453 |  | Generic Models | New Construction | ATC_M_Beam Opening: 400x400
2084454 |  | Generic Models | New Construction | ATC_M_Beam Opening: 400x400
2084455 |  | Generic Models | New Construction | ATC_M_Beam Opening: 400x400
2084456 |  | Generic Models | New Construction | ATC_M_Beam Opening: 400x400
2084457 |  | Generic Models | New Construction | ATC_M_Beam Opening: 400x400
2084458 |  | Generic Models | New Construction | ATC_M_Beam Opening: 400x400
2084460 |  | Generic Models | New Construction | ATC_M_Beam Opening: 400x400
2084578 |  | Generic Models | New Construction | ATC_STR Vertical Opening (Round): ATC_STR Vertical Opening (Round)
2084612 |  | Generic Models | New Construction | ATC_STR Vertical Opening (Round): ATC_STR Vertical Opening (Round)
2084622 |  | Generic Models | New Construction | ATC_STR Vertical Opening (Round): ATC_STR Vertical Opening (Round)
2084629 |  | Generic Models | New Construction | ATC_STR Vertical Opening (Round): ATC_STR Vertical Opening (Round)
2084665 |  | Generic Models | New Construction | ATC_STR Vertical Opening (Rectangle): ATC_STR Vertical Opening (Rectangle)
2113358 |  | Floors | Existing - ATC | Floor: C_SL_Concrete Slab_T_250mm | 01-01-01-15-003-30 | Suspended Slab | Cast in Situ |  |  | 155 |  | 3.4319
2281039 |  | Walls | New Construction | Basic Wall: C_WAL_CW_Concrete Wall_T_500mm | 01-01-01-15-002-30 | Wall | Cast in Situ |  |  | 119.75 |  | 2.1875
2520143 |  | Structural Columns | Existing - ATC | Column 11: Column 2 | 01-01-01-16-003-30 | Shear Wall | Cast in Situ |  |  | 123.9 | 68.9684 | 34.059
2520163 |  | Structural Columns | Existing - ATC | Column 12: Column 2 | 01-01-01-16-003-30 | Shear Wall | Cast in Situ |  |  | 123.9 | 67.1409 | 33.1552
2520183 |  | Structural Columns | Existing - ATC | Column 13: Column 2 | 01-01-01-16-003-30 | Wall | Cast in Situ |  |  | 155.74 | 39.6744 | 19.3574
2520210 |  | Structural Framing | Existing - ATC | C_BEA_CB_Concrete Beams_BxH_: 250x2175mm | 01-01-01-07-003-30 | Suspended Beam | Cast in Situ |  |  | 460.63 |  | 1.4842
2529222 |  | Stairs | New Construction | Cast-In-Place Stair: Concrete Stair 52 | 01-01-01-07-003-30 | Stair | Cast In Situ |  |  | 121.27
2529285 |  | Floors | Existing - ATC | Floor: C_SL_Concrete Slab_T_250mm | 01-01-01-07-004-30 | Suspended Slab | Cast in Situ |  |  | 155 |  | 180.7694
2529332 |  | Walls | New Construction | Basic Wall: C_WAL_CW_Concrete Wall_T_200mm | 01-01-01-07-004-30 | Wall | Cast in Situ |  |  | 163.8 |  | 0.25392
2529333 |  | Walls | New Construction | Basic Wall: C_WAL_CW_Concrete Wall_T_200mm | 01-01-01-07-004-30 | Wall | Cast in Situ |  |  | 163.8 |  | 0.16288
2529372 |  | Walls | New Construction | Basic Wall: C_WAL_CW_Concrete Wall_T_200mm | 01-01-01-07-004-30 | Wall | Cast in Situ |  |  | 163.8 |  | 0.25391
2529377 |  | Floors | Existing - ATC | Floor: C_SL_Concrete Slab_T_250mm | 01-01-01-07-004-30 | Suspended Slab | Cast in Situ |  |  | 155 |  | 20.0027
2529382 |  | Walls | New Construction | Basic Wall: C_WAL_CW_Concrete Wall_T_200mm | 01-01-01-07-004-30 | Wall | Cast in Situ |  |  | 163.8 |  | 0.15391
2533858 |  | Structural Framing | Existing - ATC | C_BEA_CB_Concrete Beams_BxH_: 400x1200mm | 01-01-01-07-004-30 | Suspended Beam | Cast in Situ |  |  | 397.69 |  | 3.8695
2533957 |  | Structural Columns | Existing - ATC | C_COL_CC_Concrete Columns Rectangular_BxH_: 700x700mm | 01-01-01-07-004-30 | Rectangular Column | Cast in Situ |  |  | 175.83 |  | 2.6886
2533963 |  | Structural Columns | Existing - ATC | C_COL_CC_Concrete Columns Rectangular_BxH_: 700x700mm | 01-01-01-07-004-30 | Rectangular Column | Cast in Situ |  |  | 175.83 |  | 3.0598
2533969 |  | Structural Columns | Existing - ATC | C_COL_CC_Concrete Columns Rectangular_BxH_: 700x700mm | 01-01-01-07-004-30 | Rectangular Column | Cast in Situ |  |  | 175.83 |  | 2.6886
2533975 |  | Structural Columns | Existing - ATC | C_COL_CC_Concrete Columns Rectangular_BxH_: 700x700mm | 01-01-01-07-004-30 | Rectangular Column | Cast in Situ |  |  | 175.83 |  | 2.6886
2547601 |  | Structural Framing | Existing - ATC | C_BEA_CB_Concrete Beams_BxH_: 400x1200mm | 01-01-01-07-004-30 | Suspended Beam | Cast in Situ |  |  | 397.69 |  | 3.1694
2547608 |  | Structural Framing | Existing - ATC | C_BEA_CB_Concrete Beams_BxH_: 400x1200mm | 01-01-01-07-004-30 | Suspended Beam | Cast in Situ |  |  | 397.69 |  | 3.1705
2547615 |  | Structural Framing | Existing - ATC | C_BEA_CB_Concrete Beams_BxH_: 400x1200mm | 01-01-01-07-004-30 | Suspended Beam | Cast in Situ |  |  | 397.69 |  | 3.1761
2547619 |  | Structural Framing | Existing - ATC | C_BEA_CB_Concrete Beams_BxH_: 400x1200mm | 01-01-01-07-004-30 | Suspended Beam | Cast in Situ |  |  | 397.69 |  | 3.169
2547627 |  | Structural Framing | Existing - ATC | C_BEA_CB_Concrete Beams_BxH_: 400x1200mm | 01-01-01-07-004-30 | Suspended Beam | Cast in Situ |  |  | 397.69 |  | 3.1462
2547633 |  | Structural Framing | Existing - ATC | C_BEA_CB_Concrete Beams_BxH_: 400x1200mm | 01-01-01-07-004-30 | Suspended Beam | Cast in Situ |  |  | 397.69 |  | 3.1481
2547671 |  | Walls | New Construction | Basic Wall: C_WAL_CW_Concrete Wall_T_250mm | 01-01-01-07-004-30 | Upstand | Cast in Situ |  |  | 163.8 |  | 1.7318
2547751 |  | Structural Framing | Existing - ATC | C_BEA_CB_Concrete Beams_BxH_: 500x1200mm | 01-01-01-07-004-30 | Suspended Beam | Cast in Situ |  |  | 397.69 |  | 0.80171
2547779 |  | Structural Framing | Existing - ATC | C_BEA_CB_Concrete Beams_BxH_: 500x1200mm | 01-01-01-07-004-30 | Suspended Beam | Cast in Situ |  |  | 397.69 |  | 1.8268
2547786 |  | Structural Framing | Existing - ATC | C_BEA_CB_Concrete Beams_BxH_: 400x1200mm | 01-01-01-07-004-30 | Suspended Beam | Cast in Situ |  |  | 397.69 |  | 1.5071
2547794 |  | Structural Framing | New Construction | C_BEA_CB_Concrete Beams_BxH_: 400x1200mm | 01-01-01-07-004-30 | Suspended Beam | Cast in Situ |  |  | 397.69 |  | 1.5182
2547803 |  | Structural Framing | Existing - ATC | C_BEA_CB_Concrete Beams_BxH_: 400x1200mm | 01-01-01-07-004-30 | Suspended Beam | Cast in Situ |  |  | 397.69 |  | 1.5033
2547810 |  | Structural Framing | Existing - ATC | C_BEA_CB_Concrete Beams_BxH_: 400x1200mm | 01-01-01-07-004-30 | Suspended Beam | Cast in Situ |  |  | 397.69 |  | 1.5071
2547817 |  | Structural Framing | Existing - ATC | C_BEA_CB_Concrete Beams_BxH_: 400x1200mm | 01-01-01-07-004-30 | Suspended Beam | Cast in Situ |  |  | 397.69 |  | 1.5187
2549928 |  | Structural Framing | New Construction | C_BEA_SB_Steel Beams_: 305x165x54UB | 01-01-01-07-004-30 | Structural Steel | [5 empty] | 0.041579
2549939 |  | Structural Framing | New Construction | C_BEA_SB_Steel Beams_: 254x146x31UB | 01-01-01-07-004-30 | Structural Steel | [5 empty] | 0.028939
2596126 |  | Walls | Existing - ATC | Basic Wall: C_WAL_CW_Concrete Wall_T_350mm | 01-01-01-07-005-30 | Wall | Cast in Situ |  |  | 166.6 |  | 2.6262
2597762 |  | Walls | Existing - ATC | Basic Wall: C_WAL_CW_Concrete Wall_T_350mm | 01-01-01-07-004-30 | Wall | Cast in Situ |  |  | 163.8 |  | 0.70254
2598458 |  | Generic Models | New Construction | Generic Models 3: Generic Models 3
2621359 |  | Structural Framing | Existing - ATC | C_BEA_CB_Concrete Beams_BxH_: 800x1500mm | 01-01-01-07-005-30 | Suspended Beam | Cast in Situ |  |  | 267.07 |  | 7.4132
2635177 |  | Floors | Existing - ATC | Floor: C_SL_Concrete Slab_T_300mm Pour Strip | 01-01-01-14-003-30 | Suspended Slab | Cast in Situ |  |  | 155 |  | 6.2815
2667357 |  | Structural Columns | New Construction | C_COL_CC_Concrete Columns Square_BxH_: 400x400mm PLANTED | 01-01-01-07-005-30 | Rectangular Column | Cast in Situ |  |  | 175.83 |  | 0.8576
2667365 |  | Structural Columns | New Construction | C_COL_CC_Concrete Columns Square_BxH_: 400x400mm PLANTED | 01-01-01-07-005-30 | Rectangular Column | Cast in Situ |  |  | 175.83 |  | 0.8576
2746628 |  | Floors | Existing - ATC | Floor: C_SL_Concrete Slab_T_300mm | 01-01-01-14-003-30 | Suspended Slab | Cast in Situ |  |  | 155 |  | 1.4939
2746648 |  | Walls | Existing - ATC | Basic Wall: C_WAL_CW_Concrete Wall_T_300mm | 01-01-01-14-004-30 | Wall | Cast in Situ |  |  | 163.8 |  | 0.31856
2746656 |  | Walls | Existing - ATC | Basic Wall: C_WAL_CW_Concrete Wall_T_300mm | 01-01-01-14-003-30 | Wall | Cast in Situ |  |  | 155.74 |  | 1.8424
2746667 |  | Walls | Existing - ATC | Basic Wall: C_WAL_CW_Concrete Wall_T_300mm | 01-01-01-14-004-30 | Wall | Cast in Situ |  |  | 163.8 |  | 0.56876
2746677 |  | Floors | Existing - ATC | Floor: C_SL_Concrete Slab_T_300mm | 01-01-01-14-003-30 | Suspended Slab | Cast in Situ |  |  | 155 |  | 1.545
2746695 |  | Walls | Existing - ATC | Basic Wall: C_WAL_CW_Concrete Wall_T_300mm | 01-01-01-14-004-30 | Wall | Cast in Situ |  |  | 163.8 |  | 0.56822
2746701 |  | Walls | Existing - ATC | Basic Wall: C_WAL_CW_Concrete Wall_T_300mm | 01-01-01-14-004-30 | Wall | Cast in Situ |  |  | 163.8 |  | 1.852
2746705 |  | Walls | Existing - ATC | Basic Wall: C_WAL_CW_Concrete Wall_T_300mm | 01-01-01-14-004-30 | Wall | Cast in Situ |  |  | 163.8 |  | 0.318
2746718 |  | Floors | Existing - ATC | Floor: C_SL_Concrete Slab_T_300mm | 01-01-01-14-003-30 | Suspended Slab | Cast in Situ |  |  | 155 |  | 2.9809
2746736 |  | Walls | Existing - ATC | Basic Wall: C_WAL_CW_Concrete Wall Planted_T_300mm | 01-01-01-14-004-30 | Wall | Cast in Situ |  |  | 163.8 |  | 0.42656
2746761 |  | Walls | Existing - ATC | Basic Wall: C_WAL_CW_Concrete Wall Planted_T_300mm | 01-01-01-14-004-30 | Wall | Cast in Situ |  |  | 163.8 |  | 1.8561
2746763 |  | Walls | Existing - ATC | Basic Wall: C_WAL_CW_Concrete Wall Planted_T_300mm | 01-01-01-14-004-30 | Wall | Cast in Situ |  |  | 163.8 |  | 0.42695
2746802 |  | Walls | Existing - ATC | Basic Wall: C_WAL_CW_Concrete Wall_T_300mm | 01-01-01-14-004-30 | Wall | Cast in Situ |  |  | 163.8 |  | 0.57104
2746812 |  | Walls | Existing - ATC | Basic Wall: C_WAL_CW_Concrete Wall_T_300mm | 01-01-01-14-004-30 | Wall | Cast in Situ |  |  | 163.8 |  | 0.49702
2746822 |  | Walls | Existing - ATC | Basic Wall: C_WAL_CW_Concrete Wall_T_300mm | 01-01-01-14-004-30 | Wall | Cast in Situ |  |  | 163.8 |  | 1.7845
2781827 |  | Walls | New Construction | Basic Wall: C_WAL_CW_Concrete Wall_T_500mm | 01-01-01-16-004-30 | Wall | Cast in Situ |  |  | 163.8 |  | 35.7281
2784995 |  | Structural Framing | Existing - ATC | C_BEA_CB_Concrete Beams_BxH_: 500x1500mm | 01-01-01-07-004-30 | Suspended Beam | Cast in Situ |  |  | 397.69 |  | 2.2602
2795396 |  | Floors | Existing - ATC | Floor: C_SL_Concrete Slab_T_200mm | 01-01-01-07-003-30 | Suspended Slab | Cast in Situ |  |  | 155 |  | 1.274
2800962 |  | Floors | New Construction | Floor: C_SL_Concrete Slab_T_300mm | 01-01-01-07-003-30 | Suspended Slab | Cast in Situ |  |  | 155 |  | 1.593
2800982 |  | Floors | New Construction | Floor: C_SL_Concrete Slab_T_300mm | 01-01-01-07-003-30 | Suspended Slab | Cast in Situ |  |  | 155 |  | 1.593
2811263 |  | Walls | New Construction | Walls 53: Walls 53
2812342 |  | Floors | New Construction | Floor: C_SL_Concrete Slab_T_300mm Pour Strip | 01-01-01-07-004-30 | Suspended Slab | Cast in Situ |  |  | 155 |  | 8.1836
2816374 |  | Floors | Existing - ATC | Floor: C_SL_Concrete Slab_T_200mm | 01-01-01-07-003-30 | Suspended Slab | Cast in Situ |  |  | 155 |  | 0.92117
2821683 |  | Floors | Existing - ATC | Floor: C_SL_Concrete Slab_T_250mm | 01-01-01-07-005-30 | Suspended Slab | Cast in Situ |  |  | 155 |  | 6.0484
2821876 |  | Walls | New Construction | Basic Wall: C_WAL_CW_Concrete Wall Planted_T_400mm | 01-01-01-14-005-30 | Wall | Cast in Situ |  |  | 166.6 |  | 0.73584
2821886 |  | Walls | New Construction | Basic Wall: C_WAL_CW_Concrete Wall Planted_T_400mm | 01-01-01-14-005-30 | Wall | Cast in Situ |  |  | 166.6 |  | 0.71844
2832290 |  | Structural Framing | Existing - ATC | C_BEA_CB_Concrete Beams_BxH_: 400x1200mm | 01-01-01-07-004-30 | Suspended Beam | Cast in Situ |  |  | 397.69 |  | 4.0082
2832331 |  | Structural Framing | Existing - ATC | C_BEA_CB_Concrete Beams_BxH_: 400x1200mm | 01-01-01-07-004-30 | Suspended Beam | Cast in Situ |  |  | 397.69 |  | 4.3857
2832474 |  | Structural Framing | Existing - ATC | C_BEA_CB_Concrete Beams_BxH_: 400x1200mm | 01-01-01-07-004-30 | Suspended Beam | Cast in Situ |  |  | 397.69 |  | 4.2982
2834891 |  | Walls | New Construction | Walls 60: Walls 60
2834958 |  | Walls | New Construction | Walls 61: Walls 61
2842157 |  | Walls | Existing - ATC | Basic Wall: C_WAL_CW_Concrete Wall_T_500mm | 01-01-01-07-004-30 | Wall | Cast in Situ |  |  | 163.8 |  | 0.24003
2871704 |  | Walls | New Construction | Basic Wall: C_WAL_CW_Concrete Wall_T_200mm | 01-01-01-07-003-30 | Wall | Cast in Situ |  |  | 155.74 |  | 0.41559
2946858 |  | Walls | Existing - ATC | Basic Wall: C_WAL_CW_Concrete Wall Planted _T_600mm | 01-01-01-07-005-30 | Wall | Cast in Situ |  |  | 166.6 |  | 3.8449
2999517 |  | Walls | New Construction | Basic Wall: C_WAL_CW_Concrete Wall Planted_T_300mm | 01-01-01-07-006-30 | Wall | Cast in Situ |  |  | 175.03 |  | 2.1297
3002913 |  | Walls | Existing - ATC | Basic Wall: C_WAL_CW_Concrete Wall_T_500mm | 01-01-01-07-001-30 | Wall | Cast in Situ |  |  | 132.04 |  | 9.643
3002914 |  | Walls | Existing - ATC | Basic Wall: C_WAL_CW_Concrete Wall_T_500mm | 01-01-01-07-001-30 | Wall | Cast in Situ |  |  | 132.04 |  | 2.9246
3002915 |  | Walls | Existing - ATC | Basic Wall: C_WAL_CW_Concrete Wall_T_500mm | 01-01-01-07-001-30 | Wall | Cast in Situ |  |  | 132.04 |  | 0.065073
3009506 |  | Walls | New Construction | Basic Wall: C_WAL_CW_Concrete Wall_T_500mm | 01-01-01-07-005-30 | Wall | Cast in Situ |  |  | 166.6 |  | 10.0499
3233424 |  | Generic Models | New Construction | ATC_STR Vertical Opening (Rectangle): ATC_STR Vertical Opening (Rectangle)
3253992 |  | Generic Models | New Construction | ATC_Floor Opening (Round): Ø 225
3254003 |  | Generic Models | New Construction | ATC_Floor Opening (Round): Ø 225
3254009 |  | Generic Models | New Construction | ATC_Floor Opening (Round): Ø 225
3254017 |  | Generic Models | New Construction | ATC_Floor Opening (Round): Ø 225
3254024 |  | Generic Models | New Construction | ATC_Floor Opening (Round): Ø 225
3254029 |  | Generic Models | New Construction | ATC_Floor Opening (Round): Ø 225
3254034 |  | Generic Models | New Construction | ATC_Floor Opening (Round): Ø 225
3254036 |  | Generic Models | New Construction | ATC_Floor Opening (Round): Ø 225
3254045 |  | Generic Models | New Construction | ATC_Floor Opening (Round): Ø 225
3254052 |  | Generic Models | New Construction | ATC_Floor Opening (Round): Ø 225
3254059 |  | Generic Models | New Construction | ATC_Floor Opening (Round): Ø 225
3254062 |  | Generic Models | New Construction | ATC_Floor Opening (Round): Ø 225
3254069 |  | Generic Models | New Construction | ATC_Floor Opening (Round): Ø 225
3254076 |  | Generic Models | New Construction | ATC_Floor Opening (Round): Ø 225
3254083 |  | Generic Models | New Construction | ATC_Floor Opening (Round): Ø 225
3254090 |  | Generic Models | New Construction | ATC_Floor Opening (Round): Ø 225
3254097 |  | Generic Models | New Construction | ATC_Floor Opening (Round): Ø 225
3254104 |  | Generic Models | New Construction | ATC_Floor Opening (Round): Ø 225
3254111 |  | Generic Models | New Construction | ATC_Floor Opening (Round): Ø 225
3254116 |  | Generic Models | New Construction | ATC_Floor Opening (Round): Ø 225
3254129 |  | Generic Models | New Construction | ATC_Floor Opening: 70 x 360 x 300
3255276 |  | Generic Models | New Construction | ATC_General Surface Opening (Rectangle): ATC_General Surface Opening (Rectangle)
3255309 |  | Generic Models | New Construction | ATC_General Surface Opening (Rectangle): ATC_General Surface Opening (Rectangle)
3255326 |  | Generic Models | New Construction | ATC_General Surface Opening (Rectangle): ATC_General Surface Opening (Rectangle)
3255355 |  | Generic Models | New Construction | ATC_General Surface Opening (Rectangle): ATC_General Surface Opening (Rectangle)
3255373 |  | Generic Models | New Construction | ATC_General Surface Opening (Rectangle): ATC_General Surface Opening (Rectangle)
3255413 |  | Generic Models | New Construction | ATC_General Surface Opening (Rectangle): ATC_General Surface Opening (Rectangle)
3255967 |  | Generic Models | New Construction | ATC_Floor Opening: 70 x 360 x 300
3255968 |  | Generic Models | New Construction | ATC_Floor Opening: 70 x 360 x 300
3267678 |  | Generic Models | New Construction | ATC_Floor Opening: 70 x 360 x 300
3267800 |  | Generic Models | New Construction | ATC_Floor Opening: 70 x 360 x 300
3267856 |  | Generic Models | New Construction | ATC_Floor Opening: 70 x 360 x 300
3267866 |  | Generic Models | New Construction | ATC_Floor Opening: 70 x 360 x 300
3267886 |  | Generic Models | New Construction | ATC_Floor Opening: 70 x 360 x 300
3267908 |  | Generic Models | New Construction | ATC_Floor Opening: 70 x 360 x 300
3267928 |  | Generic Models | New Construction | ATC_Floor Opening: 70 x 360 x 300
3267944 |  | Generic Models | New Construction | ATC_Floor Opening: 70 x 360 x 300
3268044 |  | Generic Models | New Construction | ATC_Floor Opening: 70 x 360 x 300
3268062 |  | Generic Models | New Construction | ATC_Floor Opening: 70 x 360 x 300
3268296 |  | Generic Models | New Construction | ATC_Floor Opening: 70 x 360 x 300
3268426 |  | Generic Models | New Construction | ATC_Floor Opening: 70 x 360 x 300
3269235 |  | Generic Models | New Construction | ATC_Floor Opening: 70 x 360 x 300
3269265 |  | Generic Models | New Construction | ATC_Floor Opening: 70 x 360 x 300
3269399 |  | Generic Models | New Construction | ATC_Floor Opening: 70 x 360 x 300
3269422 |  | Generic Models | New Construction | ATC_Floor Opening: 70 x 360 x 300
3269510 |  | Generic Models | New Construction | ATC_Floor Opening: 70 x 360 x 300
3269619 |  | Generic Models | New Construction | ATC_Floor Opening: 70 x 360 x 300
3269707 |  | Generic Models | New Construction | ATC_Floor Opening: 70 x 360 x 300
3269731 |  | Generic Models | New Construction | ATC_Floor Opening: 70 x 360 x 300
3269794 |  | Generic Models | New Construction | ATC_Floor Opening: 70 x 360 x 300
3270010 |  | Generic Models | New Construction | ATC_Floor Opening: 70 x 360 x 300
3270096 |  | Generic Models | New Construction | ATC_Floor Opening: 70 x 360 x 300
3270154 |  | Generic Models | New Construction | ATC_Floor Opening: 70 x 360 x 300
3270212 |  | Generic Models | New Construction | ATC_Floor Opening: 70 x 360 x 300
3270290 |  | Generic Models | New Construction | ATC_Floor Opening: 70 x 360 x 300
3270378 |  | Generic Models | New Construction | ATC_Floor Opening: 70 x 360 x 300
3270446 |  | Generic Models | New Construction | ATC_Floor Opening: 70 x 360 x 300
3270504 |  | Generic Models | New Construction | ATC_Floor Opening: 70 x 360 x 300
3270562 |  | Generic Models | New Construction | ATC_Floor Opening: 70 x 360 x 300
3270790 |  | Generic Models | New Construction | ATC_Floor Opening: 70 x 360 x 300
3270856 |  | Generic Models | New Construction | ATC_Floor Opening: 70 x 360 x 300
3270912 |  | Generic Models | New Construction | ATC_Floor Opening: 70 x 360 x 300
3270970 |  | Generic Models | New Construction | ATC_Floor Opening: 70 x 360 x 300
3271028 |  | Generic Models | New Construction | ATC_Floor Opening: 70 x 360 x 300
3271086 |  | Generic Models | New Construction | ATC_Floor Opening: 70 x 360 x 300
3271145 |  | Generic Models | New Construction | ATC_Floor Opening: 70 x 360 x 300
3271201 |  | Generic Models | New Construction | ATC_Floor Opening: 70 x 360 x 300
3272242 |  | Generic Models | New Construction | ATC_Floor Opening: 70 x 460 x 250
3272366 |  | Generic Models | New Construction | ATC_Floor Opening: 70 x 460 x 250
3272384 |  | Generic Models | New Construction | ATC_Floor Opening: 70 x 460 x 250
3272434 |  | Generic Models | New Construction | ATC_Floor Opening: 70 x 460 x 250
3272592 |  | Generic Models | New Construction | ATC_Floor Opening: 70 x 460 x 250
3272646 |  | Generic Models | New Construction | ATC_Floor Opening: 70 x 460 x 250
3273152 |  | Generic Models | New Construction | ATC_Floor Opening: 70 x 460 x 250
3273815 |  | Generic Models | New Construction | ATC_General Surface Opening (Rectangle): ATC_General Surface Opening (Rectangle)
3273917 |  | Generic Models | New Construction | ATC_General Surface Opening (Rectangle): ATC_General Surface Opening (Rectangle)
3273941 |  | Generic Models | New Construction | ATC_STR Vertical Opening (Round): ATC_STR Vertical Opening (Round)
3273946 |  | Generic Models | New Construction | ATC_STR Vertical Opening (Round): ATC_STR Vertical Opening (Round)
3273948 |  | Generic Models | New Construction | ATC_STR Vertical Opening (Round): ATC_STR Vertical Opening (Round)
3273953 |  | Generic Models | New Construction | ATC_STR Vertical Opening (Rectangle): ATC_STR Vertical Opening (Rectangle)
3273963 |  | Generic Models | New Construction | ATC_STR Vertical Opening (Rectangle): ATC_STR Vertical Opening (Rectangle)
3273979 |  | Generic Models | New Construction | ATC_STR Vertical Opening (Round): ATC_STR Vertical Opening (Round)
3273984 |  | Generic Models | New Construction | ATC_STR Vertical Opening (Round): ATC_STR Vertical Opening (Round)
3273987 |  | Generic Models | New Construction | ATC_STR Vertical Opening (Round): ATC_STR Vertical Opening (Round)
3275188 |  | Generic Models | New Construction | ATC_Floor Opening: 70 x 460 x 250
3275198 |  | Generic Models | New Construction | ATC_Floor Opening: 70 x 460 x 250
3275207 |  | Generic Models | New Construction | ATC_Floor Opening: 70 x 460 x 250
3275216 |  | Generic Models | New Construction | ATC_Floor Opening: 70 x 460 x 250
3275218 |  | Generic Models | New Construction | ATC_Floor Opening: 70 x 460 x 250
3275219 |  | Generic Models | New Construction | ATC_Floor Opening: 70 x 460 x 250
3275228 |  | Generic Models | New Construction | ATC_Floor Opening: 70 x 460 x 250
3275239 |  | Generic Models | New Construction | ATC_Floor Opening: 70 x 360 x 300
3275240 |  | Generic Models | New Construction | ATC_Floor Opening: 70 x 360 x 300
3275241 |  | Generic Models | New Construction | ATC_Floor Opening: 70 x 360 x 300
3275242 |  | Generic Models | New Construction | ATC_Floor Opening: 70 x 360 x 300
3275243 |  | Generic Models | New Construction | ATC_Floor Opening: 70 x 360 x 300
3275244 |  | Generic Models | New Construction | ATC_Floor Opening: 70 x 360 x 300
3275677 |  | Generic Models | New Construction | ATC_Floor Opening: 70 x 360 x 300
3275686 |  | Generic Models | New Construction | ATC_Floor Opening: 70 x 360 x 300
3275695 |  | Generic Models | New Construction | ATC_Floor Opening: 70 x 360 x 300
3275704 |  | Generic Models | New Construction | ATC_Floor Opening: 70 x 360 x 300
3275713 |  | Generic Models | New Construction | ATC_Floor Opening: 70 x 360 x 300
3275722 |  | Generic Models | New Construction | ATC_Floor Opening: 70 x 360 x 300
3275731 |  | Generic Models | New Construction | ATC_Floor Opening: 70 x 360 x 300
3275760 |  | Generic Models | New Construction | ATC_Floor Opening: 70 x 360 x 300
3275794 |  | Generic Models | New Construction | ATC_Floor Opening: 70 x 360 x 300
3275873 |  | Generic Models | New Construction | ATC_Floor Opening: 70 x 360 x 300
3275907 |  | Generic Models | New Construction | ATC_Floor Opening: 70 x 360 x 300
3275941 |  | Generic Models | New Construction | ATC_Floor Opening: 70 x 360 x 300
3275974 |  | Generic Models | New Construction | ATC_Floor Opening: 70 x 360 x 300
3276007 |  | Generic Models | New Construction | ATC_Floor Opening: 70 x 360 x 300
3276040 |  | Generic Models | New Construction | ATC_Floor Opening: 70 x 360 x 300
3276073 |  | Generic Models | New Construction | ATC_Floor Opening: 70 x 360 x 300
3276161 |  | Generic Models | New Construction | ATC_Floor Opening: 70 x 360 x 300
3276328 |  | Generic Models | New Construction | ATC_Floor Opening: 70 x 360 x 300
3276354 |  | Generic Models | New Construction | ATC_Floor Opening: 70 x 360 x 300
3276559 |  | Generic Models | New Construction | ATC_Floor Opening: 70 x 360 x 300
3276569 |  | Generic Models | New Construction | ATC_Floor Opening: 70 x 360 x 300
3276599 |  | Generic Models | New Construction | ATC_Floor Opening: 70 x 360 x 300
3276669 |  | Generic Models | New Construction | ATC_Floor Opening: 70 x 360 x 300
3276765 |  | Generic Models | New Construction | ATC_Floor Opening: 70 x 360 x 300
3276831 |  | Generic Models | New Construction | ATC_Floor Opening: 70 x 360 x 300
3276887 |  | Generic Models | New Construction | ATC_Floor Opening: 70 x 360 x 300
3277043 |  | Generic Models | New Construction | ATC_Floor Opening: 70 x 360 x 300
3277109 |  | Generic Models | New Construction | ATC_Floor Opening: 70 x 360 x 300
3277240 |  | Generic Models | New Construction | ATC_Floor Opening: 70 x 360 x 300
3277393 |  | Generic Models | New Construction | ATC_Floor Opening: 70 x 360 x 300
3277447 |  | Generic Models | New Construction | ATC_Floor Opening: 70 x 360 x 300
3277503 |  | Generic Models | New Construction | ATC_Floor Opening: 70 x 360 x 300
3277569 |  | Generic Models | New Construction | ATC_Floor Opening: 70 x 360 x 300
3277627 |  | Generic Models | New Construction | ATC_Floor Opening: 70 x 360 x 300
3277683 |  | Generic Models | New Construction | ATC_Floor Opening: 70 x 360 x 300
3277739 |  | Generic Models | New Construction | ATC_Floor Opening: 70 x 360 x 300
3277805 |  | Generic Models | New Construction | ATC_Floor Opening: 70 x 360 x 300
3277881 |  | Generic Models | New Construction | ATC_Floor Opening: 70 x 360 x 300
3277937 |  | Generic Models | New Construction | ATC_Floor Opening: 70 x 360 x 300
3278001 |  | Generic Models | New Construction | ATC_Floor Opening: 70 x 360 x 300
3278057 |  | Generic Models | New Construction | ATC_Floor Opening: 70 x 360 x 300
3278115 |  | Generic Models | New Construction | ATC_Floor Opening: 70 x 360 x 300
3278173 |  | Generic Models | New Construction | ATC_Floor Opening: 70 x 360 x 300
3278429 |  | Generic Models | New Construction | ATC_Floor Opening: 70 x 360 x 300
3278535 |  | Generic Models | New Construction | ATC_Floor Opening: 70 x 360 x 300
3278603 |  | Generic Models | New Construction | ATC_Floor Opening: 70 x 360 x 300
3278669 |  | Generic Models | New Construction | ATC_Floor Opening: 70 x 360 x 300
3278725 |  | Generic Models | New Construction | ATC_Floor Opening: 70 x 360 x 300
3278813 |  | Generic Models | New Construction | ATC_Floor Opening: 70 x 360 x 300
3278951 |  | Generic Models | New Construction | ATC_Floor Opening: 70 x 360 x 300
3279380 |  | Generic Models | New Construction | ATC_Floor Opening: 70 x 360 x 300
3279432 |  | Generic Models | New Construction | ATC_Floor Opening: 70 x 360 x 300
3279492 |  | Generic Models | New Construction | ATC_Floor Opening: 70 x 360 x 300
3279552 |  | Generic Models | New Construction | ATC_Floor Opening: 70 x 360 x 300
3279712 |  | Generic Models | New Construction | ATC_Floor Opening: 70 x 360 x 300
3279772 |  | Generic Models | New Construction | ATC_Floor Opening: 70 x 360 x 300
3279900 |  | Generic Models | New Construction | ATC_Floor Opening: 70 x 360 x 300
3280018 |  | Generic Models | New Construction | ATC_Floor Opening: 70 x 360 x 300
3280076 |  | Generic Models | New Construction | ATC_Floor Opening: 70 x 360 x 300
3280144 |  | Generic Models | New Construction | ATC_Floor Opening: 70 x 360 x 300
3280202 |  | Generic Models | New Construction | ATC_Floor Opening: 70 x 360 x 300
3280260 |  | Generic Models | New Construction | ATC_Floor Opening: 70 x 360 x 300
3280438 |  | Generic Models | New Construction | ATC_Floor Opening: 70 x 360 x 300
3280506 |  | Generic Models | New Construction | ATC_Floor Opening: 70 x 360 x 300
3280564 |  | Generic Models | New Construction | ATC_Floor Opening: 70 x 360 x 300
3280622 |  | Generic Models | New Construction | ATC_Floor Opening: 70 x 360 x 300
3280866 |  | Generic Models | New Construction | ATC_Floor Opening: 70 x 360 x 300
3280896 |  | Generic Models | New Construction | ATC_Floor Opening: 70 x 360 x 300
3280934 |  | Generic Models | New Construction | ATC_Floor Opening: 70 x 360 x 300
3280977 |  | Generic Models | New Construction | ATC_Floor Opening: 70 x 360 x 300
3281015 |  | Generic Models | New Construction | ATC_Floor Opening: 70 x 360 x 300
3281053 |  | Generic Models | New Construction | ATC_Floor Opening: 70 x 360 x 300
3281086 |  | Generic Models | New Construction | ATC_Floor Opening: 70 x 360 x 300
3281129 |  | Generic Models | New Construction | ATC_Floor Opening: 70 x 360 x 300
3281162 |  | Generic Models | New Construction | ATC_Floor Opening: 70 x 360 x 300
3281220 |  | Generic Models | New Construction | ATC_Floor Opening: 70 x 360 x 300
3281253 |  | Generic Models | New Construction | ATC_Floor Opening: 70 x 360 x 300
3281415 |  | Generic Models | New Construction | ATC_Floor Opening: 70 x 360 x 300
3281481 |  | Generic Models | New Construction | ATC_Floor Opening: 70 x 360 x 300
3281547 |  | Generic Models | New Construction | ATC_Floor Opening: 70 x 360 x 300
3281613 |  | Generic Models | New Construction | ATC_Floor Opening: 70 x 360 x 300
3281669 |  | Generic Models | New Construction | ATC_Floor Opening: 70 x 360 x 300
3281725 |  | Generic Models | New Construction | ATC_Floor Opening: 70 x 360 x 300
3281791 |  | Generic Models | New Construction | ATC_Floor Opening: 70 x 360 x 300
3281897 |  | Generic Models | New Construction | ATC_Floor Opening: 70 x 360 x 300
3281983 |  | Generic Models | New Construction | ATC_Floor Opening: 70 x 360 x 300
3282059 |  | Generic Models | New Construction | ATC_Floor Opening: 70 x 360 x 300
3282125 |  | Generic Models | New Construction | ATC_Floor Opening: 70 x 360 x 300
3282181 |  | Generic Models | New Construction | ATC_Floor Opening: 70 x 360 x 300
3282237 |  | Generic Models | New Construction | ATC_Floor Opening: 70 x 360 x 300
3282303 |  | Generic Models | New Construction | ATC_Floor Opening: 70 x 360 x 300
3282369 |  | Generic Models | New Construction | ATC_Floor Opening: 70 x 360 x 300
3282435 |  | Generic Models | New Construction | ATC_Floor Opening: 70 x 360 x 300
3282491 |  | Generic Models | New Construction | ATC_Floor Opening: 70 x 360 x 300
3282547 |  | Generic Models | New Construction | ATC_Floor Opening: 70 x 360 x 300
3282781 |  | Generic Models | New Construction | ATC_Floor Opening: 70 x 360 x 300
3282801 |  | Generic Models | New Construction | ATC_Floor Opening: 70 x 360 x 300
3282838 |  | Generic Models | New Construction | ATC_Floor Opening: 70 x 360 x 300
3282871 |  | Generic Models | New Construction | ATC_Floor Opening: 70 x 360 x 300
3282904 |  | Generic Models | New Construction | ATC_Floor Opening: 70 x 360 x 300
3282937 |  | Generic Models | New Construction | ATC_Floor Opening: 70 x 360 x 300
3282974 |  | Generic Models | New Construction | ATC_Floor Opening: 70 x 360 x 300
3283007 |  | Generic Models | New Construction | ATC_Floor Opening: 70 x 360 x 300
3283050 |  | Generic Models | New Construction | ATC_Floor Opening: 70 x 360 x 300
3283087 |  | Generic Models | New Construction | ATC_Floor Opening: 70 x 360 x 300
3283508 |  | Generic Models | New Construction | ATC_STR Vertical Opening (Round): ATC_STR Vertical Opening (Round)
3283518 |  | Generic Models | New Construction | ATC_STR Vertical Opening (Round): ATC_STR Vertical Opening (Round)
3283520 |  | Generic Models | New Construction | ATC_STR Vertical Opening (Round): ATC_STR Vertical Opening (Round)
3283522 |  | Generic Models | New Construction | ATC_STR Vertical Opening (Round): ATC_STR Vertical Opening (Round)
3283523 |  | Generic Models | New Construction | ATC_STR Vertical Opening (Round): ATC_STR Vertical Opening (Round)
3283527 |  | Generic Models | New Construction | ATC_STR Vertical Opening (Round): ATC_STR Vertical Opening (Round)
3285141 |  | Generic Models | New Construction | ATC_Floor Opening: 70 x 360 x 300
3285179 |  | Generic Models | New Construction | ATC_Floor Opening: 70 x 360 x 300
3285229 |  | Generic Models | New Construction | ATC_Floor Opening: 70 x 360 x 300
3285279 |  | Generic Models | New Construction | ATC_Floor Opening: 70 x 360 x 300
3285339 |  | Generic Models | New Construction | ATC_Floor Opening: 70 x 360 x 300
3285408 |  | Generic Models | New Construction | ATC_Floor Opening: 70 x 360 x 300
3285452 |  | Generic Models | New Construction | ATC_Floor Opening: 70 x 360 x 300
3285506 |  | Generic Models | New Construction | ATC_Floor Opening: 70 x 360 x 300
3285540 |  | Generic Models | New Construction | ATC_Floor Opening: 70 x 360 x 300
3285574 |  | Generic Models | New Construction | ATC_Floor Opening: 70 x 360 x 300
3285762 |  | Generic Models | New Construction | ATC_Floor Opening: 70 x 360 x 300
3285830 |  | Generic Models | New Construction | ATC_Floor Opening: 70 x 360 x 300
3285898 |  | Generic Models | New Construction | ATC_Floor Opening: 70 x 360 x 300
3285992 |  | Generic Models | New Construction | ATC_Floor Opening: 70 x 360 x 300
3286026 |  | Generic Models | New Construction | ATC_Floor Opening: 70 x 360 x 300
3286065 |  | Generic Models | New Construction | ATC_Floor Opening: 70 x 360 x 300
3286124 |  | Generic Models | New Construction | ATC_Floor Opening: 70 x 360 x 300
3286158 |  | Generic Models | New Construction | ATC_Floor Opening: 70 x 360 x 300
3286192 |  | Generic Models | New Construction | ATC_Floor Opening: 70 x 360 x 300
3286226 |  | Generic Models | New Construction | ATC_Floor Opening: 70 x 360 x 300
3286260 |  | Generic Models | New Construction | ATC_Floor Opening: 70 x 360 x 300
3286456 |  | Generic Models | New Construction | ATC_Floor Opening: 70 x 360 x 300
3286483 |  | Generic Models | New Construction | ATC_Floor Opening: 70 x 360 x 300
3286516 |  | Generic Models | New Construction | ATC_Floor Opening: 70 x 360 x 300
3286549 |  | Generic Models | New Construction | ATC_Floor Opening: 70 x 360 x 300
3286587 |  | Generic Models | New Construction | ATC_Floor Opening: 70 x 360 x 300
3286625 |  | Generic Models | New Construction | ATC_Floor Opening: 70 x 360 x 300
3286659 |  | Generic Models | New Construction | ATC_Floor Opening: 70 x 360 x 300
3286693 |  | Generic Models | New Construction | ATC_Floor Opening: 70 x 360 x 300
3286727 |  | Generic Models | New Construction | ATC_Floor Opening: 70 x 360 x 300
3286780 |  | Generic Models | New Construction | ATC_Floor Opening: 70 x 360 x 300
3286831 |  | Generic Models | New Construction | ATC_Floor Opening: 70 x 360 x 300
3286897 |  | Generic Models | New Construction | ATC_Floor Opening: 70 x 360 x 300
3287085 |  | Generic Models | New Construction | ATC_Floor Opening: 70 x 360 x 300
3287159 |  | Generic Models | New Construction | ATC_Floor Opening: 70 x 360 x 300
3287285 |  | Generic Models | New Construction | ATC_Floor Opening: 70 x 360 x 300
3287351 |  | Generic Models | New Construction | ATC_Floor Opening: 70 x 360 x 300
3287419 |  | Generic Models | New Construction | ATC_Floor Opening: 70 x 360 x 300
3287477 |  | Generic Models | New Construction | ATC_Floor Opening: 70 x 360 x 300
3287535 |  | Generic Models | New Construction | ATC_Floor Opening: 70 x 360 x 300
3287623 |  | Generic Models | New Construction | ATC_Floor Opening: 70 x 360 x 300
3287689 |  | Generic Models | New Construction | ATC_Floor Opening: 70 x 360 x 300
3288303 |  | Generic Models | New Construction | ATC_Floor Opening: 70 x 360 x 300
3288964 |  | Generic Models | New Construction | ATC_Floor Opening: 70 x 460 x 250
3289040 |  | Generic Models | New Construction | ATC_Floor Opening: 70 x 460 x 250
3289078 |  | Generic Models | New Construction | ATC_Floor Opening: 70 x 460 x 250
3289113 |  | Generic Models | New Construction | ATC_Floor Opening: 70 x 460 x 250
3289193 |  | Generic Models | New Construction | ATC_Floor Opening: 70 x 460 x 250
3289253 |  | Generic Models | New Construction | ATC_Floor Opening: 70 x 460 x 250
3289466 |  | Generic Models | New Construction | ATC_Floor Opening: 70 x 460 x 250
3289516 |  | Generic Models | New Construction | ATC_Floor Opening: 70 x 460 x 250
3289639 |  | Generic Models | New Construction | ATC_Floor Opening: 70 x 460 x 250
3289703 |  | Generic Models | New Construction | ATC_Floor Opening: 70 x 460 x 250
3289930 |  | Generic Models | New Construction | ATC_Floor Opening: 70 x 460 x 250
3289990 |  | Generic Models | New Construction | ATC_Floor Opening: 70 x 460 x 250
3290068 |  | Generic Models | New Construction | ATC_Floor Opening: 70 x 460 x 250
3290363 |  | Generic Models | New Construction | ATC_Floor Opening: 70 x 460 x 250
3290503 |  | Generic Models | New Construction | ATC_Floor Opening: 70 x 460 x 300
3290513 |  | Generic Models | New Construction | ATC_Floor Opening: 70 x 460 x 300
3290555 |  | Generic Models | New Construction | ATC_Floor Opening: 70 x 460 x 300
3290605 |  | Generic Models | New Construction | ATC_Floor Opening: 70 x 460 x 300
3291012 |  | Generic Models | New Construction | ATC_Floor Opening: 70 x 460 x 300
3291033 |  | Generic Models | New Construction | ATC_Floor Opening: 70 x 460 x 300
3291079 |  | Generic Models | New Construction | ATC_Floor Opening: 70 x 460 x 300
3291125 |  | Generic Models | New Construction | ATC_Floor Opening: 70 x 460 x 300
3291280 |  | Generic Models | New Construction | ATC_Floor Opening: 70 x 460 x 300
3291330 |  | Generic Models | New Construction | ATC_Floor Opening: 70 x 460 x 300
3291390 |  | Generic Models | New Construction | ATC_Floor Opening: 70 x 460 x 300
3291440 |  | Generic Models | New Construction | ATC_Floor Opening: 70 x 460 x 300
3291554 |  | Generic Models | New Construction | ATC_Floor Opening: 70 x 460 x 300
3291609 |  | Generic Models | New Construction | ATC_Floor Opening: 70 x 460 x 300
3291871 |  | Generic Models | New Construction | ATC_Floor Opening (Round): Ø 113
3292051 |  | Generic Models | New Construction | ATC_Floor Opening (Round): Ø 113
3292080 |  | Generic Models | New Construction | ATC_Floor Opening (Round): Ø 113
3292111 |  | Generic Models | New Construction | ATC_Floor Opening (Round): Ø 113
3292142 |  | Generic Models | New Construction | ATC_Floor Opening (Round): Ø 113
3292169 |  | Generic Models | New Construction | ATC_Floor Opening (Round): Ø 113
3292247 |  | Generic Models | New Construction | ATC_Floor Opening (Round): Ø 225
3292274 |  | Generic Models | New Construction | ATC_Floor Opening (Round): Ø 225
3292342 |  | Generic Models | New Construction | ATC_Floor Opening (Round): Ø 225
3292567 |  | Generic Models | New Construction | ATC_Floor Opening (Round): Ø 225
3292587 |  | Generic Models | New Construction | ATC_Floor Opening (Round): Ø 225
3292593 |  | Generic Models | New Construction | ATC_Floor Opening (Round): Ø 225
3292878 |  | Generic Models | New Construction | ATC_Floor Opening (Round): Ø 225
3292917 |  | Generic Models | New Construction | ATC_Floor Opening (Round): Ø 225
3292961 |  | Generic Models | New Construction | ATC_Floor Opening (Round): Ø 225
3293025 |  | Generic Models | New Construction | ATC_Floor Opening (Round): Ø 225
3293079 |  | Generic Models | New Construction | ATC_Floor Opening (Round): Ø 225
3293231 |  | Generic Models | New Construction | ATC_Floor Opening (Round): Ø 225
3293333 |  | Generic Models | New Construction | ATC_Floor Opening (Round): Ø 225
3293672 |  | Generic Models | New Construction | ATC_Floor Opening: 250 x 250 x 350
3293872 |  | Generic Models | New Construction | ATC_Floor Opening (Round): Ø 80
3294089 |  | Generic Models | New Construction | ATC_Floor Opening: 250 x 250 x 350
3294207 |  | Generic Models | New Construction | ATC_Floor Opening: 200 x 200 x 350
3294326 |  | Generic Models | New Construction | ATC_Floor Opening (Round): Ø 80
3294397 |  | Generic Models | New Construction | ATC_Floor Opening (Round): Ø 80
3294606 |  | Generic Models | New Construction | ATC_Floor Opening: 200 x 200 x 350
3294624 |  | Generic Models | New Construction | ATC_Floor Opening (Round): Ø 80
3294718 |  | Generic Models | New Construction | ATC_Floor Opening: 400 x 150 x 350
3294768 |  | Generic Models | New Construction | ATC_Floor Opening: 250 x 250 x 350
3294986 |  | Generic Models | New Construction | ATC_Floor Opening (Round): Ø 80
3295211 |  | Generic Models | New Construction | ATC_Floor Opening: 250 x 250 x 350
3295304 |  | Generic Models | New Construction | ATC_Floor Opening (Round): Ø 80
3295351 |  | Generic Models | New Construction | ATC_Floor Opening (Round): Ø 80
3295385 |  | Generic Models | New Construction | ATC_Floor Opening (Round): Ø 80
3295537 |  | Generic Models | New Construction | ATC_Floor Opening: 250 x 250 x 350
3295619 |  | Generic Models | New Construction | ATC_Floor Opening: 250 x 250 x 350
3295770 |  | Generic Models | New Construction | ATC_Floor Opening (Round): Ø 80
3295788 |  | Generic Models | New Construction | ATC_Floor Opening (Round): Ø 80
3295887 |  | Generic Models | New Construction | ATC_Floor Opening: 200 x 200 x 350
3296021 |  | Generic Models | New Construction | ATC_Floor Opening: 250 x 250 x 350
3296194 |  | Generic Models | New Construction | ATC_Floor Opening: 250 x 250 x 350
3296485 |  | Generic Models | New Construction | ATC_Floor Opening: 250 x 250 x 350
3296616 |  | Generic Models | New Construction | ATC_Floor Opening (Round): Ø 80
3296738 |  | Generic Models | New Construction | ATC_Floor Opening (Round): Ø 80
3296860 |  | Generic Models | New Construction | ATC_Floor Opening: 200 x 200 x 350
3296998 |  | Generic Models | New Construction | ATC_Floor Opening: 250 x 250 x 350
3297120 |  | Generic Models | New Construction | ATC_Floor Opening: 250 x 250 x 350
3297240 |  | Generic Models | New Construction | ATC_Floor Opening: 250 x 250 x 350
3297362 |  | Generic Models | New Construction | ATC_Floor Opening: 250 x 250 x 350
3297520 |  | Generic Models | New Construction | ATC_Floor Opening: 200 x 200 x 350
3297652 |  | Generic Models | New Construction | ATC_Floor Opening (Round): Ø 80
3297770 |  | Generic Models | New Construction | ATC_Floor Opening: 200 x 200 x 350
3297890 |  | Generic Models | New Construction | ATC_Floor Opening: 200 x 200 x 350
3298013 |  | Generic Models | New Construction | ATC_Floor Opening (Round): Ø 80
3298149 |  | Generic Models | New Construction | ATC_Floor Opening (Round): Ø 80
3298271 |  | Generic Models | New Construction | ATC_Floor Opening (Round): Ø 80
3298393 |  | Generic Models | New Construction | ATC_Floor Opening (Round): Ø 80
3298458 |  | Generic Models | New Construction | ATC_Floor Opening (Round): Ø 80
3298543 |  | Generic Models | New Construction | ATC_Floor Opening (Round): Ø 80
3298628 |  | Generic Models | New Construction | ATC_Floor Opening (Round): Ø 80
3298687 |  | Generic Models | New Construction | ATC_Floor Opening: 250 x 250 x 350
3301746 |  | Generic Models | New Construction | ATC_Floor Opening_ST-24: ATC_Floor Opening_ST-24
3302119 |  | Generic Models | New Construction | ATC_Floor Opening: 300 x 800 x 400
3302519 |  | Generic Models | New Construction | ATC_Floor Opening: 300 x 500 x 400
3303289 |  | Generic Models | New Construction | ATC_Floor Opening_ST-21: ATC_Floor Opening_ST-21
3303322 |  | Generic Models | New Construction | ATC_Floor Opening: 300 x 800 x 400
3303555 |  | Generic Models | New Construction | ATC_Floor Opening_ST-16: ATC_Floor Opening_ST-16
3303606 |  | Generic Models | New Construction | ATC_Floor Opening: 250 x 700 x 200
3303718 |  | Generic Models | New Construction | ATC_Floor Opening: 350 x 500 x 200
3304136 |  | Generic Models | New Construction | ATC_Floor Opening_ST-03: ATC_Floor Opening_ST-03
3304249 |  | Generic Models | New Construction | ATC_Floor Opening_ST-05: ATC_Floor Opening_ST-05
3304359 |  | Generic Models | New Construction | ATC_Floor Opening_ST-10: ATC_Floor Opening_ST-10
3305952 |  | Generic Models | New Construction | ATC_STR Vertical Opening (Round): ATC_STR Vertical Opening (Round)
3305954 |  | Generic Models | New Construction | ATC_STR Vertical Opening (Round): ATC_STR Vertical Opening (Round)
3305956 |  | Generic Models | New Construction | ATC_STR Vertical Opening (Round): ATC_STR Vertical Opening (Round)
3305959 |  | Generic Models | New Construction | ATC_STR Vertical Opening (Round): ATC_STR Vertical Opening (Round)
3305965 |  | Generic Models | New Construction | ATC_STR Vertical Opening (Round): ATC_STR Vertical Opening (Round)
3305970 |  | Generic Models | New Construction | ATC_STR Vertical Opening (Round): ATC_STR Vertical Opening (Round)
3305975 |  | Generic Models | New Construction | ATC_STR Vertical Opening (Round): ATC_STR Vertical Opening (Round)
3305981 |  | Generic Models | New Construction | ATC_STR Vertical Opening (Round): ATC_STR Vertical Opening (Round)
3305990 |  | Generic Models | New Construction | ATC_STR Vertical Opening (Round): ATC_STR Vertical Opening (Round)
3305999 |  | Generic Models | New Construction | ATC_STR Vertical Opening (Round): ATC_STR Vertical Opening (Round)
3306004 |  | Generic Models | New Construction | ATC_STR Vertical Opening (Round): ATC_STR Vertical Opening (Round)
3306010 |  | Generic Models | New Construction | ATC_STR Vertical Opening (Round): ATC_STR Vertical Opening (Round)
3312246 |  | Generic Models | New Construction | ATC_STR Vertical Opening (Rectangle): ATC_STR Vertical Opening (Rectangle)
3316407 |  | Generic Models | New Construction | ATC_STR Vertical Opening (Rectangle): ATC_STR Vertical Opening (Rectangle)
3316417 |  | Generic Models | New Construction | ATC_STR Vertical Opening (Rectangle): ATC_STR Vertical Opening (Rectangle)
3316427 |  | Generic Models | New Construction | ATC_STR Vertical Opening (Rectangle): ATC_STR Vertical Opening (Rectangle)
3318638 |  | Generic Models | New Construction | ATC_STR Vertical Opening (Rectangle): ATC_STR Vertical Opening (Rectangle)
3318996 |  | Generic Models | New Construction | ATC_STR Vertical Opening (Rectangle): ATC_STR Vertical Opening (Rectangle)
3319263 |  | Generic Models | New Construction | ATC_STR Vertical Opening (Rectangle): ATC_STR Vertical Opening (Rectangle)
3319363 |  | Generic Models | New Construction | ATC_STR Vertical Opening (Rectangle): ATC_STR Vertical Opening (Rectangle)
3319642 |  | Generic Models | New Construction | ATC_STR Vertical Opening (Rectangle): ATC_STR Vertical Opening (Rectangle)
3319858 |  | Generic Models | New Construction | ATC_STR Vertical Opening (Rectangle): ATC_STR Vertical Opening (Rectangle)
3320424 |  | Generic Models | New Construction | ATC_STR Vertical Opening (Rectangle): ATC_STR Vertical Opening (Rectangle)
3320765 |  | Generic Models | New Construction | ATC_STR Vertical Opening (Rectangle): ATC_STR Vertical Opening (Rectangle)
3320841 |  | Generic Models | New Construction | ATC_STR Vertical Opening (Rectangle): ATC_STR Vertical Opening (Rectangle)
3321477 |  | Generic Models | New Construction | ATC_Floor Opening: 300 x 350 x 250
3321527 |  | Generic Models | New Construction | ATC_Floor Opening_ST-50: ATC_Floor Opening_ST-50
3321655 |  | Generic Models | New Construction | ATC_Floor Opening_ST-54: ATC_Floor Opening_ST-54
3322678 |  | Generic Models | New Construction | ATC_Floor Opening_ST-49: ATC_Floor Opening_ST-49
3332030 |  | Generic Models | New Construction | ATC_STR Vertical Opening (Round): ATC_STR Vertical Opening (Round)
3333128 |  | Generic Models | New Construction | ATC_STR Vertical Opening (Round): ATC_STR Vertical Opening (Round)
3333245 |  | Generic Models | New Construction | ATC_STR Vertical Opening (Rectangle): ATC_STR Vertical Opening (Rectangle)
3333821 |  | Generic Models | New Construction | ATC_STR Vertical Opening (Rectangle): ATC_STR Vertical Opening (Rectangle)
3334064 |  | Generic Models | New Construction | ATC_STR Vertical Opening (Rectangle): ATC_STR Vertical Opening (Rectangle)
3335811 |  | Generic Models | New Construction | ATC_STR Vertical Opening (Round): ATC_STR Vertical Opening (Round)
3337927 |  | Generic Models | New Construction | ATC_Floor Opening: 300 x 350 x 250
3347724 |  | Generic Models | New Construction | ATC_Floor Opening: 70 x 360 x 300
3349880 |  | Generic Models | New Construction | ATC_Floor Opening_ST-48: ATC_Floor Opening_ST-48
3349923 |  | Generic Models | New Construction | ATC_Floor Opening: 950 x 3280 x 400
3350096 |  | Generic Models | New Construction | ATC_Floor Opening: 520 x 2300 x 400
3354683 |  | Generic Models | New Construction | ATC_Floor Opening (Round): Ø 100
3377123 |  | Generic Models | New Construction | ATC_Floor Opening_ST-45: ATC_Floor Opening_ST-45
3380022 |  | Generic Models | New Construction | ATC_Floor Opening_ST-04: ATC_Floor Opening_ST-04
3380303 |  | Generic Models | New Construction | ATC_STR Vertical Opening (Rectangle): ATC_STR Vertical Opening (Rectangle)
3380329 |  | Generic Models | New Construction | ATC_STR Vertical Opening (Rectangle): ATC_STR Vertical Opening (Rectangle)
3380331 |  | Generic Models | New Construction | ATC_STR Vertical Opening (Rectangle): ATC_STR Vertical Opening (Rectangle)
3380349 |  | Walls | Existing - ATC | Basic Wall: C_WAL_CW_Concrete Wall_T_200mm | 01-01-01-07-003-30 | Wall | Cast in Situ |  |  | 155.74 |  | 1.2263
3437794 |  | Generic Models | New Construction | ATC_Floor Opening (Round): Ø 225
3437799 |  | Generic Models | New Construction | ATC_Floor Opening (Round): Ø 225
3437804 |  | Generic Models | New Construction | ATC_Floor Opening (Round): Ø 225
3437951 |  | Generic Models | New Construction | ATC_Floor Opening_ST-28_Lower Ground: ATC_Floor Opening_ST-28_Lower Ground
3453034 |  | Structural Framing | Existing - ATC | C_BEA_CB_Concrete Beams_BxH_: 500x1000mm | 01-01-01-14-004-30 | Suspended Beam | Cast in Situ |  |  | 397.69 |  | 3.6836
3453052 |  | Structural Framing | Existing - ATC | C_BEA_CB_Concrete Beams_BxH_: 500x1500mm | 01-01-01-14-004-30 | Suspended Beam | Cast in Situ |  |  | 397.69 |  | 4.4445
3453059 |  | Structural Framing | Existing - ATC | C_BEA_CB_Concrete Beams_BxH_: 1500x1000mm | 01-01-01-14-004-30 | Suspended Beam | Cast in Situ |  |  | 397.69 |  | 11.9127
3513608 |  | Walls | Existing - ATC | Basic Wall: C_WAL_CW_Concrete Wall_T_370mm | 01-01-01-14-003-30 | Wall | Cast in Situ |  |  | 155.74 |  | 5.7998
3513610 |  | Walls | Existing - ATC | Basic Wall: C_WAL_CW_Concrete Wall_T_350mm | 01-01-01-14-003-30 | Wall | Cast in Situ |  |  | 155.74 |  | 5.5451
3513612 |  | Walls | Existing - ATC | Basic Wall: C_WAL_CW_Concrete Wall_T_370mm | 01-01-01-14-003-30 | Wall | Cast in Situ |  |  | 155.74 |  | 3.1953
3513614 |  | Walls | Existing - ATC | Basic Wall: C_WAL_CW_Concrete Wall_T_350mm | 01-01-01-14-003-30 | Wall | Cast in Situ |  |  | 155.74 |  | 4.8968
3513616 |  | Walls | Existing - ATC | Basic Wall: C_WAL_CW_Concrete Wall_T_350mm | 01-01-01-14-003-30 | Wall | Cast in Situ |  |  | 155.74 |  | 11.7623
3513620 |  | Walls | Existing - ATC | Basic Wall: C_WAL_CW_Concrete Wall_T_350mm | 01-01-01-14-003-30 | Wall | Cast in Situ |  |  | 155.74 |  | 10.8016
3513622 |  | Walls | Existing - ATC | Basic Wall: C_WAL_CW_Concrete Wall_T_350mm | 01-01-01-14-003-30 | Wall | Cast in Situ |  |  | 155.74 |  | 1.4557
3521068 |  | Generic Models | New Construction | ATC_General Surface Opening: ATC_General Surface Opening
3521194 |  | Generic Models | New Construction | ATC_General Surface Opening: ATC_General Surface Opening
3527424 |  | Generic Models | New Construction | ATC_General Surface Opening: ATC_General Surface Opening
3527427 |  | Generic Models | New Construction | ATC_General Surface Opening: ATC_General Surface Opening
3527453 |  | Walls | Existing - ATC | Walls 55: Walls 55 | 01-01-01-07-004-30 | Wall | Cast in Situ |  |  | 163.8 | 88.5745 | 36.1478
3527487 |  | Walls | Existing - ATC | Walls 68: Walls 68 | 01-01-01-07-004-30 | Wall | Cast in Situ |  |  | 163.8 | 50.7712 | 40.0609
3527504 |  | Walls | Existing - ATC | Basic Wall: C_WAL_CW_Concrete Wall_T_800mm | 01-01-01-07-005-30 | Wall | Cast in Situ |  |  | 166.6 |  | 3.714
3527516 |  | Generic Models | New Construction | ATC_Floor Opening: 200 x 200 x 300
3527527 |  | Generic Models | New Construction | ATC_Floor Opening: 200 x 200 x 300
3527528 |  | Generic Models | New Construction | ATC_Floor Opening: 200 x 200 x 300
3527529 |  | Generic Models | New Construction | ATC_Floor Opening: 200 x 200 x 300
3527530 |  | Generic Models | New Construction | ATC_Floor Opening: 200 x 200 x 300
3527531 |  | Generic Models | New Construction | ATC_Floor Opening: 200 x 200 x 300
3527534 |  | Generic Models | New Construction | ATC_Floor Opening: 200 x 200 x 300
3527535 |  | Generic Models | New Construction | ATC_Floor Opening: 200 x 200 x 300
3543462 |  | Generic Models | New Construction | ATC_Floor Opening: 200 x 200 x 300
3543463 |  | Generic Models | New Construction | ATC_Floor Opening: 200 x 200 x 300
3543464 |  | Generic Models | New Construction | ATC_Floor Opening: 200 x 200 x 300
3543465 |  | Generic Models | New Construction | ATC_Floor Opening: 200 x 200 x 300
3543466 |  | Generic Models | New Construction | ATC_Floor Opening: 200 x 200 x 300
3543467 |  | Generic Models | New Construction | ATC_Floor Opening: 200 x 200 x 300
3553131 |  | Generic Models | New Construction | ATC_STR Vertical Opening (Rectangle): ATC_STR Vertical Opening (Rectangle)
3555153 |  | Floors | New Construction | Floor: C_SL_Concrete Slab_T_300mm | 01-01-01-07-005-30 | Suspended Slab | Cast in Situ |  |  | 155 |  | 1.5082
3555195 |  | Floors | Existing - ATC | Floor: C_SL_Concrete Slab_T_300mm Pour Strip | 01-01-01-14-005-30 | Suspended Slab | Cast in Situ |  |  | 155 |  | 5.5748
3555213 |  | Floors | Existing - ATC | Floor: C_SL_Concrete Slab_T_300mm | 01-01-01-14-005-30 | Suspended Slab | Cast in Situ |  |  | 155 |  | 102.2538
3564806 |  | Generic Models | New Construction | ATC_Floor Opening: 200 x 200 x 300
3564808 |  | Generic Models | New Construction | ATC_Floor Opening (Round): Ø 80
3564853 |  | Generic Models | New Construction | ATC_Floor Opening: 250 x 250 x 300
3565113 |  | Generic Models | New Construction | ATC_STR Vertical Opening (Rectangle): ATC_STR Vertical Opening (Rectangle)
3575186 |  | Structural Framing | Existing - ATC | C_BEA_CB_Concrete Beams_BxH_: 450x1500mm | 01-01-01-07-004-30 | Suspended Beam | Cast in Situ |  |  | 397.69 |  | 2.1615
3575196 |  | Generic Models | New Construction | ATC_Floor Opening (Round): Ø 110
3575197 |  | Generic Models | New Construction | ATC_Floor Opening: 200 x 200 x 300
3576935 |  | Walls | Existing - ATC | Basic Wall: C_WAL_CW_Concrete Wall_T_500mm | 01-01-01-07-003-30 | Wall | Cast in Situ |  |  | 155.74 |  | 2.5458
3576948 |  | Walls | Existing - ATC | Basic Wall: C_WAL_CW_Concrete Wall_T_500mm | 01-01-01-07-003-30 | Wall | Cast in Situ |  |  | 155.74 |  | 2.983
3581066 |  | Floors | New Construction | Floor: C_SL_Concrete Slab_T_250mm | 01-01-01-14-001-30 | Suspended Slab | Cast in Situ |  |  | 155 |  | 0.5084
3581399 |  | Generic Models | New Construction | ATC_General Surface Opening (Rectangle): ATC_General Surface Opening (Rectangle)
3581430 |  | Walls | New Construction | Walls 70: Walls 70
3581469 |  | Walls | New Construction | Walls 71: Walls 71
3581472 |  | Floors | New Construction | Floor: C_SL_Concrete Slab_T_150mm | 01-01-01-14-001-30 | Suspended Slab | Cast in Situ |  |  | 155 |  | 0.14641
3581700 |  | Floors | New Construction | Floor: C_SL_Concrete Slab_T_250mm | 01-01-01-14-001-30 | Suspended Slab | Cast in Situ |  |  | 155 |  | 0.61621
3581709 |  | Floors | New Construction | Floor: C_SL_Concrete Slab_T_150mm | 01-01-01-14-001-30 | Suspended Slab | Cast in Situ |  |  | 155 |  | 0.14676
3581964 |  | Floors | New Construction | Floor: C_SL_Concrete Slab_T_250mm | 01-01-01-14-001-30 | Suspended Slab | Cast in Situ |  |  | 155 |  | 0.5084
3581973 |  | Floors | New Construction | Floor: C_SL_Concrete Slab_T_150mm | 01-01-01-14-001-30 | Suspended Slab | Cast in Situ |  |  | 155 |  | 0.14729
3582198 |  | Floors | New Construction | Floor: C_SL_Concrete Slab_T_250mm | 01-01-01-14-001-30 | Suspended Slab | Cast in Situ |  |  | 155 |  | 0.61621
3582207 |  | Floors | New Construction | Floor: C_SL_Concrete Slab_T_150mm | 01-01-01-14-001-30 | Suspended Slab | Cast in Situ |  |  | 155 |  | 0.14729
3582278 |  | Floors | New Construction | Floor: C_SL_Concrete Slab_T_100mm | 01-01-01-14-001-30 | Suspended Slab | Cast in Situ |  |  | 155 |  | 0.06314
3598553 |  | Floors | Existing - ATC | Floor: C_SL_Concrete Slab_T_400mm | 01-01-01-16-004-30 | Suspended Slab | Cast in Situ |  |  | 155 |  | 134.5249
3603487 |  | Walls | New Construction | Walls 72: Walls 72
3626505 |  | Walls | Existing - ATC | Basic Wall: C_WAL_CW_Concrete Wall_T_200mm | 01-01-01-07-004-30 | Wall | Cast in Situ |  |  | 163.8 |  | 3.5109
3626602 |  | Walls | New Construction | Basic Wall: C_WAL_CW_Concrete Wall_T_500mm | 01-01-01-14-001-30 | Wall | Cast in Situ |  |  | 132.04 |  | 1.4523
3626667 |  | Walls | Existing - ATC | Basic Wall: C_WAL_CW_Concrete Wall_T_500mm | 01-01-01-14-001-30 | Wall | Cast in Situ |  |  | 132.04 |  | 2.745
3631773 |  | Floors | Existing - ATC | Floor: C_SL_Concrete Slab_T_300mm Pour Strip | 01-01-01-14-005-30 | Suspended Slab | Cast in Situ |  |  | 155 |  | 9.6348
3632144 |  | Structural Columns | Existing - ATC | C_COL_CC_Concrete Columns Square_BxH_: 500x500mm | 01-01-01-14-004-30 | Rectangular Column | Cast in Situ |  |  | 175.83 |  | 0.9625
3632152 |  | Structural Columns | Existing - ATC | C_COL_CC_Concrete Columns Rectangular_BxH_: 500x750mm | 01-01-01-14-004-30 | Rectangular Column | Cast in Situ |  |  | 175.83 |  | 1.4437
3632159 |  | Structural Columns | Existing - ATC | C_COL_CC_Concrete Columns Rectangular_BxH_: 500x750mm | 01-01-01-14-004-30 | Rectangular Column | Cast in Situ |  |  | 175.83 |  | 1.4437
3677316 |  | Structural Framing | Existing - ATC | C_BEA_CB_Concrete Beams_BxH_: 600 x1950mm | 01-01-01-07-003-30 | Suspended Beam | Cast in Situ |  |  | 460.63 |  | 3.2564
3677324 |  | Generic Models | New Construction | ATC_STR Vertical Opening (Rectangle): ATC_STR Vertical Opening (Rectangle)
3696683 |  | Generic Models | New Construction | ATC_General Surface Opening (Rectangle): ATC_General Surface Opening (Rectangle)
3701111 |  | Generic Models | New Construction | SetoutPoint_Marker: SetoutPoint_Site
3701112 |  | Generic Models | New Construction | SetoutPoint_Marker: SetoutPoint_Site
3727543 |  | Walls | Existing - ATC | Basic Wall: C_WAL_CW_Concrete Wall_T_200mm | 01-01-01-07-003-30 | Wall | Cast in Situ |  |  | 155.74 |  | 1.255
3742189 |  | Walls | New Construction | Basic Wall: C_WAL_CW_Concrete Wall_T_200mm | 01-01-01-07-001-30 | Wall | Cast in Situ |  |  | 132.04 |  | 0.15037
3742195 |  | Walls | New Construction | Basic Wall: C_WAL_CW_Concrete Wall_T_200mm | 01-01-01-07-001-30 | Wall | Cast in Situ |  |  | 132.04 |  | 0.15037
3742201 |  | Walls | New Construction | Basic Wall: C_WAL_CW_Concrete Wall_T_200mm | 01-01-01-07-001-30 | Wall | Cast in Situ |  |  | 132.04 |  | 0.15036
3742209 |  | Walls | New Construction | Basic Wall: C_WAL_CW_Concrete Wall_T_200mm | 01-01-01-07-001-30 | Wall | Cast in Situ |  |  | 132.04 |  | 0.15039
3742215 |  | Walls | New Construction | Basic Wall: C_WAL_CW_Concrete Wall_T_200mm | 01-01-01-07-001-30 | Wall | Cast in Situ |  |  | 132.04 |  | 0.15034
3742221 |  | Walls | New Construction | Basic Wall: C_WAL_CW_Concrete Wall_T_200mm | 01-01-01-07-001-30 | Wall | Cast in Situ |  |  | 132.04 |  | 0.1504
3742227 |  | Walls | New Construction | Basic Wall: C_WAL_CW_Concrete Wall_T_200mm | 01-01-01-07-001-30 | Wall | Cast in Situ |  |  | 132.04 |  | 0.15048
3743808 |  | Walls | New Construction | Basic Wall: C_WAL_CW_Concrete Wall_T_200mm | 01-01-01-07-001-30 | Wall | Cast in Situ |  |  | 132.04 |  | 0.09275
3774587 |  | Generic Models | New Construction | ST-22: ST-22
3774817 |  | Generic Models | New Construction | ST-24: ST-24
3774936 |  | Generic Models | New Construction | ST-26: ST-26
3775013 |  | Generic Models | New Construction | ATC_Floor Opening: 350 x 350 x 500
3775528 |  | Generic Models | New Construction | ATC_General Surface Opening (Rectangle): ATC_General Surface Opening (Rectangle)
3775866 |  | Generic Models | New Construction | ATC_General Surface Opening (Rectangle): ATC_General Surface Opening (Rectangle)
3886271 |  | Generic Models | New Construction | ATC_General Surface Opening (Rectangle): ATC_General Surface Opening (Rectangle)
4020069 |  | Generic Models | New Construction | ATC_STR Vertical Opening (Rectangle): ATC_STR Vertical Opening (Rectangle)
4020072 |  | Generic Models | New Construction | ATC_STR Vertical Opening (Rectangle): ATC_STR Vertical Opening (Rectangle)
4020076 |  | Generic Models | New Construction | ATC_STR Vertical Opening (Round): ATC_STR Vertical Opening (Round)
4020081 |  | Generic Models | New Construction | ATC_STR Vertical Opening (Round): ATC_STR Vertical Opening (Round)
4020082 |  | Generic Models | New Construction | ATC_STR Vertical Opening (Round): ATC_STR Vertical Opening (Round)
4127038 |  | Doors | New Construction | ATC_Door_Opening: 1760 x 2580
4250344 |  | Generic Models | New Construction | ATC_STR Vertical Opening (Rectangle): ATC_STR Vertical Opening (Rectangle)
4250351 |  | Generic Models | New Construction | ATC_STR Vertical Opening (Rectangle): ATC_STR Vertical Opening (Rectangle)
4250380 |  | Generic Models | New Construction | ATC_STR Vertical Opening (Rectangle): ATC_STR Vertical Opening (Rectangle)
4250385 |  | Generic Models | New Construction | ATC_STR Vertical Opening (Rectangle): ATC_STR Vertical Opening (Rectangle)
4250396 |  | Generic Models | New Construction | ATC_STR Vertical Opening (Rectangle): ATC_STR Vertical Opening (Rectangle)
4250465 |  | Generic Models | New Construction | ATC_STR Vertical Opening (Rectangle): ATC_STR Vertical Opening (Rectangle)
4250487 |  | Generic Models | New Construction | ATC_STR Vertical Opening (Rectangle): ATC_STR Vertical Opening (Rectangle)
4250498 |  | Generic Models | New Construction | ATC_STR Vertical Opening (Rectangle): ATC_STR Vertical Opening (Rectangle)
4250515 |  | Generic Models | New Construction | ATC_STR Vertical Opening (Rectangle): ATC_STR Vertical Opening (Rectangle)
4250604 |  | Generic Models | New Construction | ATC_STR Vertical Opening (Rectangle): ATC_STR Vertical Opening (Rectangle)
4251609 |  | Generic Models | New Construction | ATC_STR Vertical Opening (Rectangle): ATC_STR Vertical Opening (Rectangle)
4251826 |  | Generic Models | New Construction | ATC_STR Vertical Opening (Rectangle): ATC_STR Vertical Opening (Rectangle)
4252000 |  | Generic Models | New Construction | ATC_STR Vertical Opening (Rectangle): ATC_STR Vertical Opening (Rectangle)
4252195 |  | Generic Models | New Construction | ATC_STR Vertical Opening (Rectangle): ATC_STR Vertical Opening (Rectangle)
4252648 |  | Generic Models | New Construction | ATC_STR Vertical Opening (Round): ATC_STR Vertical Opening (Round)
4252877 |  | Generic Models | New Construction | ATC_STR Vertical Opening (Round): ATC_STR Vertical Opening (Round)
4253080 |  | Generic Models | New Construction | ATC_STR Vertical Opening (Round): ATC_STR Vertical Opening (Round)
4253606 |  | Generic Models | New Construction | ATC_STR Vertical Opening (Round): ATC_STR Vertical Opening (Round)
4253643 |  | Generic Models | New Construction | ATC_STR Vertical Opening (Round): ATC_STR Vertical Opening (Round)
4253854 |  | Generic Models | New Construction | ATC_STR Vertical Opening (Round): ATC_STR Vertical Opening (Round)
4253922 |  | Generic Models | New Construction | ATC_STR Vertical Opening (Round): ATC_STR Vertical Opening (Round)
4254051 |  | Generic Models | New Construction | ATC_STR Vertical Opening (Round): ATC_STR Vertical Opening (Round)
4254052 |  | Generic Models | New Construction | ATC_STR Vertical Opening (Round): ATC_STR Vertical Opening (Round)
4255059 |  | Generic Models | New Construction | ATC_STR Vertical Opening (Round): ATC_STR Vertical Opening (Round)
4255069 |  | Generic Models | New Construction | ATC_STR Vertical Opening (Round): ATC_STR Vertical Opening (Round)
4255070 |  | Generic Models | New Construction | ATC_STR Vertical Opening (Round): ATC_STR Vertical Opening (Round)
4255080 |  | Generic Models | New Construction | ATC_STR Vertical Opening (Round): ATC_STR Vertical Opening (Round)
4255093 |  | Generic Models | New Construction | ATC_STR Vertical Opening (Round): ATC_STR Vertical Opening (Round)
4255101 |  | Generic Models | New Construction | ATC_STR Vertical Opening (Rectangle): ATC_STR Vertical Opening (Rectangle)
4255369 |  | Generic Models | New Construction | ATC_STR Vertical Opening (Rectangle): ATC_STR Vertical Opening (Rectangle)
4255709 |  | Generic Models | New Construction | ATC_STR Vertical Opening (Rectangle): ATC_STR Vertical Opening (Rectangle)
4255849 |  | Generic Models | New Construction | ATC_STR Vertical Opening (Rectangle): ATC_STR Vertical Opening (Rectangle)
4255979 |  | Generic Models | New Construction | ATC_STR Vertical Opening (Rectangle): ATC_STR Vertical Opening (Rectangle)
4256976 |  | Generic Models | New Construction | ATC_STR Vertical Opening (Rectangle): ATC_STR Vertical Opening (Rectangle)
4257570 |  | Generic Models | New Construction | ATC_STR Vertical Opening (Rectangle): ATC_STR Vertical Opening (Rectangle)
4261261 |  | Structural Framing | Existing - ATC | C_BEA_CB_Concrete Beams_BxH_: 400x800mm | 01-01-01-14-003-30 | Suspended Beam | Cast in Situ |  |  | 460.63 |  | 0.7827
4261403 |  | Generic Models | New Construction | ATC_STR Vertical Opening (Round): ATC_STR Vertical Opening (Round)
4261405 |  | Generic Models | New Construction | ATC_STR Vertical Opening (Round): ATC_STR Vertical Opening (Round)
4261406 |  | Generic Models | New Construction | ATC_STR Vertical Opening (Round): ATC_STR Vertical Opening (Round)
4263658 |  | Generic Models | New Construction | ATC_Floor Opening (Round): Ø 80
4263663 |  | Generic Models | New Construction | ATC_Floor Opening (Round): Ø 80
4263673 |  | Generic Models | New Construction | ATC_Floor Opening (Round): Ø 80
4263678 |  | Generic Models | New Construction | ATC_Floor Opening: 250 x 250 x 300
4264122 |  | Generic Models | New Construction | ATC_Floor Opening: 250 x 250 x 300
4264255 |  | Generic Models | New Construction | ATC_Floor Opening (Round): Ø 80
4264365 |  | Generic Models | New Construction | ATC_Floor Opening (Round): Ø 80
4265046 |  | Generic Models | New Construction | ATC_Floor Opening (Round): Ø 80
4265493 |  | Generic Models | New Construction | ATC_Floor Opening: 200 x 200 x 300
4265687 |  | Generic Models | New Construction | ATC_Floor Opening: 200 x 200 x 300
4266004 |  | Generic Models | New Construction | Generic Models 33: Generic Models 33
4269229 |  | Generic Models | New Construction | ATC_Floor Opening: 250 x 250 x 300
4269246 |  | Generic Models | New Construction | ATC_Floor Opening: 260 x 515 x 300
4269294 |  | Generic Models | New Construction | Floor Opening - GF-2H-ST-36: Floor Opening - GF-2H-ST-36
4269305 |  | Generic Models | New Construction | ATC_Floor Opening: 250 x 250 x 300
4269315 |  | Generic Models | New Construction | ATC_Floor Opening (Round): Ø 80
4269324 |  | Generic Models | New Construction | ATC_Floor Opening (Round): Ø 80
4269331 |  | Generic Models | New Construction | ATC_Floor Opening (Round): Ø 80
4269338 |  | Generic Models | New Construction | ATC_Floor Opening: 200 x 200 x 300
4269351 |  | Generic Models | New Construction | ATC_Floor Opening: 200 x 200 x 300
4269364 |  | Generic Models | New Construction | ATC_Floor Opening (Round): Ø 80
4269370 |  | Generic Models | New Construction | ATC_Floor Opening: 200 x 200 x 300
4269378 |  | Generic Models | New Construction | ATC_Floor Opening (Round): Ø 80
4269381 |  | Generic Models | New Construction | ATC_Floor Opening (Round): Ø 80
4269382 |  | Generic Models | New Construction | ATC_Floor Opening (Round): Ø 80
4269383 |  | Generic Models | New Construction | ATC_Floor Opening (Round): Ø 80
4269384 |  | Generic Models | New Construction | ATC_Floor Opening: 250 x 250 x 300
4269386 |  | Generic Models | New Construction | ATC_Floor Opening: 250 x 250 x 300
4269392 |  | Generic Models | New Construction | ATC_Floor Opening (Round): Ø 80
4269406 |  | Generic Models | New Construction | ATC_Floor Opening: 250 x 250 x 300
4269516 |  | Generic Models | New Construction | ATC_Floor Opening: 250 x 250 x 300
4270400 |  | Generic Models | New Construction | ATC_Floor Opening: 250 x 250 x 300
4270510 |  | Generic Models | New Construction | ATC_Floor Opening: 250 x 250 x 300
4270645 |  | Generic Models | New Construction | ATC_Floor Opening: 200 x 200 x 300
4270694 |  | Generic Models | New Construction | ATC_Floor Opening: 200 x 200 x 300
4270798 |  | Generic Models | New Construction | ATC_Floor Opening: 250 x 250 x 300
4270848 |  | Generic Models | New Construction | ATC_Floor Opening: 250 x 250 x 300
4270903 |  | Generic Models | New Construction | ATC_Floor Opening: 250 x 250 x 300
4275093 |  | Generic Models | New Construction | ATC_Floor Opening (Round): Ø 80
4275098 |  | Generic Models | New Construction | ATC_Floor Opening (Round): Ø 80
4275184 |  | Generic Models | New Construction | Floor Opening - GF-2H-ST-32: Floor Opening - GF-2H-ST-32
4275227 |  | Generic Models | New Construction | ATC_Floor Opening: 1200 x 1450 x 300
4275239 |  | Generic Models | New Construction | ATC_Floor Opening: 2360 x 1450 x 300
4280832 |  | Generic Models | New Construction | ATC_Floor Opening (Round): Ø 110
4281724 |  | Generic Models | New Construction | ATC_Floor Opening: 200 x 200 x 300
4282012 |  | Generic Models | New Construction | ATC_Floor Opening: 200 x 200 x 300
4282291 |  | Generic Models | New Construction | ATC_Floor Opening (Round): Ø 150
4282769 |  | Generic Models | New Construction | ATC_Floor Opening (Round): Ø 80
4289564 |  | Generic Models | New Construction | Floor Openning - GF-2H-ST-31: Floor Openning - GF-2H-ST-31
4293425 |  | Generic Models | New Construction | ATC_STR Vertical Opening (Rectangle): ATC_STR Vertical Opening (Rectangle)
4293466 |  | Walls | Existing - ATC | Basic Wall: C_WAL_CW_Concrete Wall_T_500mm | 01-01-01-16-004-30 | Wall | Cast in Situ |  |  | 163.8 |  | 0.496
4293468 |  | Walls | Existing - ATC | Basic Wall: C_WAL_CW_Concrete Wall_T_500mm | 01-01-01-15-004-30 | Wall | Cast in Situ |  |  | 163.8 |  | 2.0874
4293470 |  | Walls | Existing - ATC | Basic Wall: C_WAL_CW_Concrete Wall_T_500mm | 01-01-01-16-004-30 | Wall | Cast in Situ |  |  | 163.8 |  | 1.3376
4293472 |  | Walls | Existing - ATC | Basic Wall: C_WAL_CW_Concrete Wall_T_500mm | 01-01-01-15-004-30 | Wall | Cast in Situ |  |  | 163.8 |  | 1.5455
4293495 |  | Walls | Existing - ATC | Basic Wall: C_WAL_CW_Concrete Wall_T_200mm | 01-01-01-15-004-30 | Wall | Cast in Situ |  |  | 163.8 |  | 0.48703
4293502 |  | Walls | Existing - ATC | Basic Wall: C_WAL_CW_Concrete Wall_T_500mm | 01-01-01-15-004-30 | Wall | Cast in Situ |  |  | 163.8 |  | 0.56187
4293504 |  | Walls | Existing - ATC | Basic Wall: C_WAL_CW_Concrete Wall_T_500mm | 01-01-01-15-004-30 | Wall | Cast in Situ |  |  | 163.8 |  | 0.81742
4293506 |  | Walls | Existing - ATC | Basic Wall: C_WAL_CW_Concrete Wall_T_500mm | 01-01-01-15-004-30 | Wall | Cast in Situ |  |  | 163.8 |  | 1.9562
4293778 |  | Generic Models | New Construction | ATC_Floor Opening (Round): Ø 110
4293816 |  | Generic Models | New Construction | ATC_Floor Opening (Round): Ø 110
4294727 |  | Generic Models | New Construction | ATC_STR Vertical Opening (Rectangle): ATC_STR Vertical Opening (Rectangle)
4294767 |  | Generic Models | New Construction | ATC_STR Vertical Opening (Round): ATC_STR Vertical Opening (Round)
4294860 |  | Generic Models | New Construction | ATC_STR Vertical Opening (Round): ATC_STR Vertical Opening (Round)
4295139 |  | Generic Models | New Construction | ATC_STR Vertical Opening (Rectangle): ATC_STR Vertical Opening (Rectangle)
4295192 |  | Generic Models | New Construction | ATC_STR Vertical Opening (Rectangle): ATC_STR Vertical Opening (Rectangle)
4296002 |  | Walls | Existing - ATC | Basic Wall: C_WAL_CW_Concrete Wall_T_724mm | 01-01-01-14-003-30 | Wall | Cast in Situ |  |  | 155.74 |  | 3.8998
4296004 |  | Walls | Existing - ATC | Basic Wall: C_WAL_CW_Concrete Wall_T_750mm | 01-01-01-14-003-30 | Wall | Cast in Situ |  |  | 155.74 |  | 6.2397
4296006 |  | Walls | Existing - ATC | Basic Wall: C_WAL_CW_Concrete Wall_T_750mm | 01-01-01-14-003-30 | Wall | Cast in Situ |  |  | 155.74 |  | 4.1552
4296059 |  | Walls | Existing - ATC | Basic Wall: C_WAL_CW_Concrete Wall_T_500mm | 01-01-01-14-003-30 | Wall | Cast in Situ |  |  | 155.74 |  | 8.3975
4296850 |  | Walls | Existing - ATC | Basic Wall: C_WAL_CW_Concrete Wall_T_500mm | 01-01-01-14-003-30 | Wall | Cast in Situ |  |  | 155.74 |  | 8.4943
4297237 |  | Walls | Existing - ATC | Basic Wall: C_WAL_CW_Concrete Wall_T_750mm | 01-01-01-14-003-30 | Wall | Cast in Situ |  |  | 155.74 |  | 6.4125
4297349 |  | Walls | Existing - ATC | Basic Wall: C_WAL_CW_Concrete Wall_T_600mm | 01-01-01-14-003-30 | Wall | Cast in Situ |  |  | 155.74 |  | 2.0678
4297585 |  | Walls | Existing - ATC | Basic Wall: C_WAL_CW_Concrete Wall_T_600mm | 01-01-01-15-003-30 | Wall | Cast in Situ |  |  | 155.74 |  | 36.7387
4298204 |  | Walls | Existing - ATC | Basic Wall: C_WAL_CW_Concrete Wall_T_250mm | 01-01-01-14-004-30 | Wall | Cast in Situ |  |  | 163.8 |  | 0.23438
4302810 |  | Walls | Existing - ATC | Basic Wall: C_WAL_CW_Concrete Wall_T_500mm | 01-01-01-14-003-30 | Wall | Cast in Situ |  |  | 155.74 |  | 16.3687
4302812 |  | Walls | Existing - ATC | Basic Wall: C_WAL_CW_Concrete Wall_T_750mm | 01-01-01-14-003-30 | Wall | Cast in Situ |  |  | 155.74 |  | 5.625
4302814 |  | Walls | Existing - ATC | Basic Wall: C_WAL_CW_Concrete Wall_T_750mm | 01-01-01-14-003-30 | Wall | Cast in Situ |  |  | 155.74 |  | 5.625
4302833 |  | Walls | Existing - ATC | Basic Wall: C_WAL_CW_Concrete Wall_T_750mm | 01-01-01-14-003-30 | Wall | Cast in Situ |  |  | 155.74 |  | 5.625
4302903 |  | Walls | Existing - ATC | Basic Wall: C_WAL_CW_Concrete Wall_T_350mm | 01-01-01-14-003-30 | Wall | Cast in Situ |  |  | 155.74 |  | 5.3464
4302905 |  | Walls | Existing - ATC | Basic Wall: C_WAL_CW_Concrete Wall_T_350mm | 01-01-01-14-003-30 | Wall | Cast in Situ |  |  | 155.74 |  | 3.9082
4302907 |  | Walls | Existing - ATC | Basic Wall: C_WAL_CW_Concrete Wall_T_350mm | 01-01-01-14-003-30 | Wall | Cast in Situ |  |  | 155.74 |  | 5.3348
4302909 |  | Walls | Existing - ATC | Basic Wall: C_WAL_CW_Concrete Wall_T_350mm | 01-01-01-14-003-30 | Wall | Cast in Situ |  |  | 155.74 |  | 0.64176
4302923 |  | Walls | Existing - ATC | Basic Wall: C_WAL_CW_Concrete Wall_T_750mm | 01-01-01-14-003-30 | Wall | Cast in Situ |  |  | 155.74 |  | 24.5625
4302925 |  | Walls | Existing - ATC | Basic Wall: C_WAL_CW_Concrete Wall_T_450mm | 01-01-01-14-003-30 | Wall | Cast in Situ |  |  | 155.74 |  | 7.0868
4302927 |  | Walls | New Construction | Basic Wall: C_WAL_CW_Concrete Wall Planted_T_450mm | 01-01-01-14-003-30 | Wall | Cast in Situ |  |  | 155.74 |  | 3.1744
4302958 |  | Generic Models | New Construction | ATC_STR Vertical Opening (Round): ATC_STR Vertical Opening (Round)
4302965 |  | Generic Models | New Construction | ATC_STR Vertical Opening (Round): ATC_STR Vertical Opening (Round)
4302970 |  | Generic Models | New Construction | ATC_STR Vertical Opening (Round): ATC_STR Vertical Opening (Round)
4302975 |  | Generic Models | New Construction | ATC_STR Vertical Opening (Round): ATC_STR Vertical Opening (Round)
4302986 |  | Generic Models | New Construction | ATC_STR Vertical Opening (Round): ATC_STR Vertical Opening (Round)
4302988 |  | Generic Models | New Construction | ATC_STR Vertical Opening (Round): ATC_STR Vertical Opening (Round)
4303015 |  | Generic Models | New Construction | ATC_STR Vertical Opening (Round): ATC_STR Vertical Opening (Round)
4303488 |  | Structural Framing | Existing - ATC | C_BEA_CB_Concrete Beams_BxH_: 350x4600mm | 01-01-01-14-003-30 | Suspended Beam | Cast in Situ |  |  | 460.63 |  | 2.369
4303511 |  | Walls | Existing - ATC | Basic Wall: C_WAL_CW_Concrete Wall_T_300mm | 01-01-01-14-002-30 | Wall | Cast in Situ |  |  | 119.75 |  | 0.396
4303527 |  | Floors | New Construction | Floor: C_SL_Concrete Slab_T_350mm | 01-01-01-14-005-30 | Suspended Slab | Cast in Situ |  |  | 155 |  | 3.4178
4303554 |  | Doors | New Construction | ATC_Door_Opening: 1760 x 2865
4303565 |  | Structural Framing | Existing - ATC | C_BEA_CB_Concrete Beams_BxH_: 350x1735mm | 01-01-01-14-004-30 | Suspended Beam | Cast in Situ |  |  | 397.69 |  | 1.4486
4303678 |  | Structural Columns | New Construction | C_COL_CC_Concrete Columns Square_BxH_: 500x500mm | 01-01-01-14-003-30 | Rectangular Column | Cast in Situ |  |  | 175.83 |  | 0.0010562
4303680 |  | Structural Columns | New Construction | C_COL_CC_Concrete Columns Rectangular_BxH_: 500x750mm | 01-01-01-14-003-30 | Rectangular Column | Cast in Situ |  |  | 175.83 |  | 0.010857
4303682 |  | Structural Columns | Existing - ATC | C_COL_CC_Concrete Columns Rectangular_BxH_: 500x750mm | 01-01-01-14-003-30 | Rectangular Column | Cast in Situ |  |  | 175.83 |  | 0.0018059
4303684 |  | Structural Columns | Existing - ATC | C_COL_CC_Concrete Columns Square_BxH_: 500x500mm | 01-01-01-14-003-30 | Rectangular Column | Cast in Situ |  |  | 175.83 |  | 1.25
4303749 |  | Structural Framing | Existing - ATC | C_BEA_CB_Concrete Beams_BxH_: 370x4770mm | 01-01-01-14-003-30 | Suspended Beam | Cast in Situ |  |  | 460.63 |  | 3.1063
4303919 |  | Structural Framing | New Construction | C_BEA_CB_Concrete Beams_BxH_: 370x3135mm | 01-01-01-14-004-30 | Suspended Beam | Cast in Situ |  |  | 397.69 |  | 0.19536
4304107 |  | Doors | New Construction | ATC_Door_Opening: 1760 x 2865
4306307 |  | Structural Framing | Existing - ATC | C_BEA_CB_Concrete Beams_BxH_: 350x5350mm | 01-01-01-14-003-30 | Suspended Beam | Cast in Situ |  |  | 460.63 |  | 4.5683
4306328 |  | Floors | New Construction | Floor: C_SL_Concrete Slab_T_250mm | 01-01-01-14-003-30 | Suspended Slab | Cast in Situ |  |  | 155 |  | 0.94269
4306437 |  | Floors | New Construction | Floor: C_SL_Concrete Slab_T_250mm | 01-01-01-14-003-30 | Suspended Slab | Cast in Situ |  |  | 155 |  | 0.69467
4306489 |  | Walls | Existing - ATC | Basic Wall: C_WAL_CW_Concrete Wall_T_350mm | 01-01-01-14-003-30 | Wall | Cast in Situ |  |  | 155.74 |  | 4.0319
4312565 |  | Walls | New Construction | Basic Wall: C_WAL_CW_Concrete Wall Planted_T_200mm | 01-01-01-14-003-30 | Wall | Cast in Situ |  |  | 155.74 |  | 6.4413
4312567 |  | Walls | Existing - ATC | Basic Wall: C_WAL_CW_Concrete Wall Planted_T_200mm | 01-01-01-14-003-30 | Wall | Cast in Situ |  |  | 155.74 |  | 0
4312579 |  | Walls | New Construction | Basic Wall: C_WAL_CW_Concrete Wall Planted_T_200mm | 01-01-01-14-003-30 | Wall | Cast in Situ |  |  | 155.74 |  | 1.5993
4312585 |  | Walls | New Construction | Basic Wall: C_WAL_CW_Concrete Wall Planted_T_200mm | 01-01-01-14-003-30 | Wall | Cast in Situ |  |  | 155.74 |  | 2.2456
4312617 |  | Walls | Existing - ATC | Basic Wall: C_WAL_CW_Concrete Wall Planted_T_200mm | 01-01-01-14-003-30 | Wall | Cast in Situ |  |  | 155.74 |  | 3.4423
4312642 |  | Doors | New Construction | ATC_Door_Opening: 1035 x 2800
4312672 |  | Stairs | New Construction | Assembled Stair: Steel Stair 27 | 01-01-01-14-001-30 | Steel Stair
4313118 |  | Generic Models | New Construction | ATC_STR Vertical Opening (Rectangle): ATC_STR Vertical Opening (Rectangle)
4313131 |  | Generic Models | New Construction | ATC_STR Vertical Opening (Round): ATC_STR Vertical Opening (Round)
4313136 |  | Generic Models | New Construction | ATC_STR Vertical Opening (Rectangle): ATC_STR Vertical Opening (Rectangle)
4313184 |  | Generic Models | New Construction | ATC_Floor Opening: 200 x 200 x 300
4313185 |  | Generic Models | New Construction | ATC_Floor Opening (Round): Ø 150
4313186 |  | Generic Models | New Construction | ATC_Floor Opening (Round): Ø 150
4313187 |  | Generic Models | New Construction | ATC_Floor Opening (Round): Ø 110
4313188 |  | Generic Models | New Construction | ATC_Floor Opening (Round): Ø 110
4313196 |  | Generic Models | New Construction | ATC_Floor Opening: 150 x 150 x 300
4313197 |  | Generic Models | New Construction | ATC_Floor Opening (Round): Ø 110
4313198 |  | Generic Models | New Construction | ATC_Floor Opening (Round): Ø 110
4313199 |  | Generic Models | New Construction | ATC_Floor Opening: 150 x 150 x 300
4313229 |  | Generic Models | New Construction | ATC_Floor Opening (Round): Ø 110
4313230 |  | Generic Models | New Construction | ATC_Floor Opening (Round): Ø 110
4313231 |  | Generic Models | New Construction | ATC_Floor Opening (Round): Ø 110
4313233 |  | Generic Models | New Construction | ATC_Floor Opening (Round): Ø 110
4313242 |  | Generic Models | New Construction | ATC_Floor Opening (Round): Ø 110
4329714 |  | Generic Models | New Construction | ATC_Floor Opening: 150 x 150 x 300
4329723 |  | Generic Models | New Construction | ATC_Floor Opening (Round): Ø 150
4329729 |  | Generic Models | New Construction | ATC_Floor Opening (Round): Ø 110
4329734 |  | Generic Models | New Construction | ATC_Floor Opening (Round): Ø 110
4329739 |  | Generic Models | New Construction | ATC_Floor Opening (Round): Ø 110
4329740 |  | Generic Models | New Construction | ATC_Floor Opening (Round): Ø 110
4329784 |  | Generic Models | New Construction | ATC_Floor Opening (Round): Ø 150
4331928 |  | Walls | Existing - ATC | Basic Wall: C_WAL_CW_Concrete Wall_T_250mm | 01-01-01-14-004-30 | Wall | Cast in Situ |  |  | 163.8 |  | 0.1875
4344880 |  | Generic Models | New Construction | ATC_STR Vertical Opening (Round): ATC_STR Vertical Opening (Round)
4377317 |  | Floors | Existing - ATC | Floor: C_SL_Concrete Slab_T_250mm | 01-01-01-15-005-30 | Suspended Slab | Cast in Situ |  |  | 155 |  | 2.325
4379607 |  | Walls | Existing - ATC | Basic Wall: C_WAL_CW_Concrete Wall_T_250mm | 01-01-01-15-004-30 | Wall | Cast in Situ |  |  | 163.8 |  | 2.975
4379836 |  | Floors | Existing - ATC | Floor: C_SL_Concrete Slab_T_250mm | 01-01-01-15-003-30 | Suspended Slab | Cast in Situ |  |  | 155 |  | 2.5555
4380013 |  | Walls | Existing - ATC | Basic Wall: C_WAL_CW_Concrete Wall_T_250mm | 01-01-01-15-004-30 | Wall | Cast in Situ |  |  | 163.8 |  | 1.0283
4380066 |  | Walls | Existing - ATC | Basic Wall: C_WAL_CW_Concrete Wall_T_250mm | 01-01-01-15-004-30 | Wall | Cast in Situ |  |  | 163.8 |  | 0.57
4380368 |  | Generic Models | New Construction | ATC_Floor Opening: 400 x 800 x 300
4380555 |  | Generic Models | New Construction | ATC_Floor Opening: 850 x 400 x 300
4381277 |  | Floors | Existing - ATC | Floor: C_SL_Concrete Slab_T_300mm | 01-01-01-15-003-30 | Suspended Slab | Cast in Situ |  |  | 155 |  | 56.0096
4381309 |  | Floors | Existing - ATC | Floor: C_SL_Concrete Slab_T_400mm | 01-01-01-15-003-30 | Suspended Slab | Cast in Situ |  |  | 155 |  | 37.2276
4381331 |  | Floors | Existing - ATC | Floor: C_SL_Concrete Slab_T_450mm | 01-01-01-15-003-30 | Suspended Slab | Cast in Situ |  |  | 155 |  | 49.5843
4382957 |  | Generic Models | New Construction | ATC_Floor Opening (Round): Ø 100
4383086 |  | Generic Models | New Construction | ATC_Floor Opening (Round): Ø 100
4386614 |  | Walls | New Construction | Basic Wall: C_WAL_CW_Concrete Wall_T_250mm | 01-01-01-15-004-30 | Wall | Cast in Situ |  |  | 163.8 |  | 2.4781
4387796 |  | Generic Models | New Construction | ATC_STR Vertical Opening (Round): ATC_STR Vertical Opening (Round)
4388011 |  | Generic Models | New Construction | ATC_STR Vertical Opening (Round): ATC_STR Vertical Opening (Round)
4474412 |  | Structural Columns | Existing - ATC | C_COL_CC_Concrete Columns Rectangular_BxH_: 500x750mm | 01-01-01-14-001-30 | Rectangular Column | Cast in Situ |  |  | 175.83 |  | 0.975
4474425 |  | Structural Columns | Existing - ATC | C_COL_CC_Concrete Columns Square_BxH_: 500x500mm | 01-01-01-14-002-30 | Rectangular Column | Cast in Situ |  |  | 175.83 |  | 1.0375
4474427 |  | Structural Columns | Existing - ATC | C_COL_CC_Concrete Columns Rectangular_BxH_: 500x750mm | 01-01-01-14-002-30 | Rectangular Column | Cast in Situ |  |  | 175.83 |  | 1.5563
4474429 |  | Structural Columns | Existing - ATC | C_COL_CC_Concrete Columns Square_BxH_: 500x500mm | 01-01-01-14-001-30 | Rectangular Column | Cast in Situ |  |  | 175.83 |  | 0.65
4474440 |  | Structural Columns | Existing - ATC | C_COL_CC_Concrete Columns Square_BxH_: 500x500mm | 01-01-01-14-001-30 | Rectangular Column | Cast in Situ |  |  | 175.83 |  | 0.65
4478213 |  | Generic Models | New Construction | ATC_STR Vertical Opening (Round): ATC_STR Vertical Opening (Round)
4478218 |  | Generic Models | New Construction | ATC_STR Vertical Opening (Round): ATC_STR Vertical Opening (Round)
4478223 |  | Generic Models | New Construction | ATC_STR Vertical Opening (Round): ATC_STR Vertical Opening (Round)
4513820 |  | Generic Models | New Construction | ATC_STR Vertical Opening (Round): ATC_STR Vertical Opening (Round)
4513831 |  | Generic Models | New Construction | ATC_STR Vertical Opening (Rectangle): ATC_STR Vertical Opening (Rectangle)
4513861 |  | Generic Models | New Construction | ATC_STR Vertical Opening (Round): ATC_STR Vertical Opening (Round)
4513866 |  | Generic Models | New Construction | ATC_STR Vertical Opening (Round): ATC_STR Vertical Opening (Round)
4570696 |  | Generic Models | New Construction | ATC_General Surface Opening (Rectangle): ATC_General Surface Opening (Rectangle)
4570729 |  | Generic Models | New Construction | ATC_General Surface Opening (Rectangle): ATC_General Surface Opening (Rectangle)
4579469 |  | Walls | Existing - ATC | Basic Wall: C_WAL_CW_Concrete Wall_T_500mm | 01-01-01-14-004-30 | Wall | Cast in Situ |  |  | 163.8 |  | 22.4524
4579471 |  | Walls | Existing - ATC | Basic Wall: C_WAL_CW_Concrete Wall_T_500mm | 01-01-01-14-004-30 | Wall | Cast in Situ |  |  | 163.8 |  | 28.1355
4579492 |  | Walls | Existing - ATC | Basic Wall: C_WAL_CW_Concrete Wall_T_750mm | 01-01-01-14-004-30 | Wall | Cast in Situ |  |  | 163.8 |  | 4.1134
4579494 |  | Walls | Existing - ATC | Basic Wall: C_WAL_CW_Concrete Wall_T_750mm | 01-01-01-14-004-30 | Wall | Cast in Situ |  |  | 163.8 |  | 4.1103
4579895 |  | Generic Models | New Construction | ATC_STR Vertical Opening (Rectangle): ATC_STR Vertical Opening (Rectangle)
4580082 |  | Generic Models | New Construction | ATC_STR Vertical Opening (Round): ATC_STR Vertical Opening (Round)
4587470 |  | Walls | Existing - ATC | Basic Wall: C_WAL_CW_Concrete Wall_T_750mm | 01-01-01-14-004-30 | Wall | Cast in Situ |  |  | 163.8 |  | 4.3312
4587482 |  | Floors | Existing - ATC | Floor: C_SL_Concrete Slab_T_350mm | 01-01-01-15-004-30 | Suspended Slab | Cast in Situ |  |  | 155 |  | 37.1438
4587511 |  | Floors | Existing - ATC | Floor: C_SL_Concrete Slab_T_350mm | 01-01-01-15-005-30 | Suspended Slab | Cast in Situ |  |  | 155 |  | 60.3392
4587524 |  | Walls | Existing - ATC | Basic Wall: C_WAL_CW_Concrete Wall_T_725mm | 01-01-01-14-004-30 | Wall | Cast in Situ |  |  | 163.8 |  | 5.9454
4592167 |  | Generic Models | New Construction | ATC_STR Vertical Opening (Round): ATC_STR Vertical Opening (Round)
4593296 |  | Generic Models | New Construction | ATC_STR Vertical Opening (Rectangle): ATC_STR Vertical Opening (Rectangle)
4607962 |  | Generic Models | New Construction | ATC_STR Vertical Opening (Rectangle): ATC_STR Vertical Opening (Rectangle)
4607981 |  | Generic Models | New Construction | ATC_STR Vertical Opening (Round): ATC_STR Vertical Opening (Round)
4607987 |  | Structural Framing | Existing - ATC | C_BEA_CB_Concrete Beams_BxH_: 400x900mm | 01-01-01-14-004-30 | Suspended Beam | Cast in Situ |  |  | 397.69 |  | 1.6984
4665102 |  | Walls | Existing - ATC | Basic Wall: C_WAL_CW_Concrete Wall Planted_T_450mm | 01-01-01-14-003-30 | Wall | Cast in Situ |  |  | 155.74 |  | 2.745
4665412 |  | Walls | Existing - ATC | Basic Wall: C_WAL_CW_Concrete Wall_T_450mm | 01-01-01-14-003-30 | Wall | Cast in Situ |  |  | 155.74 |  | 5.9612
4676920 |  | Walls | Existing - ATC | Basic Wall: C_WAL_CW_Concrete Wall_T_500mm | 01-01-01-14-004-30 | Wall | Cast in Situ |  |  | 163.8 |  | 16.3687
4676922 |  | Walls | Existing - ATC | Basic Wall: C_WAL_CW_Concrete Wall_T_750mm | 01-01-01-14-004-30 | Wall | Cast in Situ |  |  | 163.8 |  | 5.4563
4676924 |  | Walls | Existing - ATC | Basic Wall: C_WAL_CW_Concrete Wall_T_750mm | 01-01-01-14-004-30 | Wall | Cast in Situ |  |  | 163.8 |  | 5.4563
4677089 |  | Walls | Existing - ATC | Basic Wall: C_WAL_CW_Concrete Wall_T_750mm | 01-01-01-14-004-30 | Wall | Cast in Situ |  |  | 163.8 |  | 5.4563
4677318 |  | Walls | New Construction | Basic Wall: C_WAL_CW_Concrete Wall_T_750mm | 01-01-01-14-004-30 | Wall | Cast in Situ |  |  | 163.8 |  | 5.0925
4677606 |  | Walls | Existing - ATC | Basic Wall: C_WAL_CW_Concrete Wall_T_200mm | 01-01-01-14-004-30 | Wall | Cast in Situ |  |  | 163.8 |  | 3.3216
4677608 |  | Walls | Existing - ATC | Basic Wall: C_WAL_CW_Concrete Wall_T_200mm | 01-01-01-14-004-30 | Wall | Cast in Situ |  |  | 163.8 |  | 0.28923
4677642 |  | Walls | Existing - ATC | Basic Wall: C_WAL_CW_Concrete Wall_T_750mm | 01-01-01-14-004-30 | Wall | Cast in Situ |  |  | 163.8 |  | 23.1469
4677644 |  | Walls | Existing - ATC | Basic Wall: C_WAL_CW_Concrete Wall_T_450mm | 01-01-01-14-004-30 | Wall | Cast in Situ |  |  | 163.8 |  | 6.8749
4677646 |  | Walls | New Construction | Basic Wall: C_WAL_CW_Concrete Wall_T_450mm | 01-01-01-14-004-30 | Wall | Cast in Situ |  |  | 163.8 |  | 4.3354
4677648 |  | Walls | New Construction | Basic Wall: C_WAL_CW_Concrete Wall_T_200mm | 01-01-01-14-004-30 | Wall | Cast in Situ |  |  | 163.8 |  | 2.1684
4677651 |  | Walls | Existing - ATC | Basic Wall: C_WAL_CW_Concrete Wall_T_450mm | 01-01-01-14-004-30 | Wall | Cast in Situ |  |  | 163.8 |  | 5.6171
4677702 |  | Walls | New Construction | Basic Wall: C_WAL_CW_Concrete Wall_T_200mm | 01-01-01-14-004-30 | Wall | Cast in Situ |  |  | 163.8 |  | 6.7073
4677704 |  | Walls | New Construction | Basic Wall: C_WAL_CW_Concrete Wall_T_200mm | 01-01-01-14-004-30 | Wall | Cast in Situ |  |  | 163.8 |  | 1.0725
4677706 |  | Walls | New Construction | Basic Wall: C_WAL_CW_Concrete Wall_T_200mm | 01-01-01-14-004-30 | Wall | Cast in Situ |  |  | 163.8 |  | 1.5464
4677833 |  | Walls | Existing - ATC | Basic Wall: C_WAL_CW_Concrete Wall_T_450mm | 01-01-01-14-004-30 | Wall | Cast in Situ |  |  | 163.8 |  | 2.6627
4703048 |  | Walls | Existing - ATC | Basic Wall: C_WAL_CW_Concrete Wall_T_500mm | 01-01-01-14-003-30 | Wall | Cast in Situ |  |  | 155.74 |  | 1.8826
4703130 |  | Walls | Existing - ATC | Basic Wall: C_WAL_CW_Concrete Wall Planted _T_600mm | 01-01-01-14-003-30 | Wall | Cast in Situ |  |  | 155.74 |  | 7.6824
4703229 |  | Walls | Existing - ATC | Basic Wall: C_WAL_CW_Concrete Wall Planted _T_600mm | 01-01-01-14-003-30 | Wall | Cast in Situ |  |  | 155.74 |  | 7.6519
4703820 |  | Walls | Existing - ATC | Basic Wall: C_WAL_CW_Concrete Wall_T_500mm | 01-01-01-14-004-30 | Wall | Cast in Situ |  |  | 163.8 |  | 0.26356
4703822 |  | Walls | Existing - ATC | Basic Wall: C_WAL_CW_Concrete Wall Planted _T_600mm | 01-01-01-14-004-30 | Wall | Cast in Situ |  |  | 163.8 |  | 1.0755
4703824 |  | Walls | Existing - ATC | Basic Wall: C_WAL_CW_Concrete Wall Planted _T_600mm | 01-01-01-14-004-30 | Wall | Cast in Situ |  |  | 163.8 |  | 1.0713
4703931 |  | Walls | Existing - ATC | Basic Wall: C_WAL_CW_Concrete Wall_T_500mm | 01-01-01-14-004-30 | Wall | Cast in Situ |  |  | 163.8 |  | 0.17923
4730220 |  | Walls | Existing - ATC | Basic Wall: C_WAL_CW_Concrete Wall_T_350mm | 01-01-01-14-004-30 | Wall | Cast in Situ |  |  | 163.8 |  | 6.9726
4730222 |  | Walls | Existing - ATC | Basic Wall: C_WAL_CW_Concrete Wall_T_350mm | 01-01-01-14-004-30 | Wall | Cast in Situ |  |  | 163.8 |  | 10.815
4730225 |  | Walls | Existing - ATC | Basic Wall: C_WAL_CW_Concrete Wall_T_350mm | 01-01-01-14-004-30 | Wall | Cast in Situ |  |  | 163.8 |  | 5.9438
4730307 |  | Walls | Existing - ATC | Basic Wall: C_WAL_CW_Concrete Wall_T_350mm | 01-01-01-14-004-30 | Wall | Cast in Situ |  |  | 163.8 |  | 6.4559
4739116 |  | Walls | New Construction | Basic Wall: C_WAL_CW_Concrete Wall_T_200mm | 01-01-01-14-003-30 | Wall | Cast in Situ |  |  | 155.74 |  | 0.05913
4748701 |  | Floors | New Construction | Floor: C_SL_Concrete Slab_T_250mm | 01-01-01-14-003-30 | Suspended Slab | Cast in Situ |  |  | 155 |  | 0.61621
4748710 |  | Floors | New Construction | Floor: C_SL_Concrete Slab_T_150mm | 01-01-01-14-003-30 | Suspended Slab | Cast in Situ |  |  | 155 |  | 0.14703
4748743 |  | Floors | New Construction | Floor: C_SL_Concrete Slab_T_250mm | 01-01-01-14-003-30 | Suspended Slab | Cast in Situ |  |  | 155 |  | 0.61621
4748752 |  | Floors | New Construction | Floor: C_SL_Concrete Slab_T_150mm | 01-01-01-14-003-30 | Suspended Slab | Cast in Situ |  |  | 155 |  | 0.1465
4750046 |  | Walls | Existing - ATC | Basic Wall: C_WAL_CW_Concrete Wall_T_200mm | 01-01-01-07-004-30 | Wall | Cast in Situ |  |  | 163.8 |  | 0.52287
4781289 |  | Floors | New Construction | Floor: C_SL_Concrete Slab_T_250mm | 01-01-01-14-003-30 | Suspended Slab | Cast in Situ |  |  | 155 |  | 0.69669
4783046 |  | Floors | New Construction | Floor: C_SL_Concrete Slab_T_250mm | 01-01-01-14-003-30 | Suspended Slab | Cast in Situ |  |  | 155 |  | 0.61621
4783055 |  | Floors | New Construction | Floor: C_SL_Concrete Slab_T_150mm | 01-01-01-14-003-30 | Suspended Slab | Cast in Situ |  |  | 155 |  | 0.14729
4794370 |  | Generic Models | New Construction | ATC_General Surface Opening (Rectangle): ATC_General Surface Opening (Rectangle)
4794380 |  | Generic Models | New Construction | ATC_General Surface Opening (Rectangle): ATC_General Surface Opening (Rectangle)
4794392 |  | Generic Models | New Construction | ATC_General Surface Opening (Rectangle): ATC_General Surface Opening (Rectangle)
4802648 |  | Walls | Existing - ATC | Basic Wall: C_WAL_CW_Concrete Wall_T_950mm | 01-01-01-07-004-30 | Wall | Cast in Situ |  |  | 163.8 |  | 21.812
4824804 |  | Floors | Existing - ATC | Floor: C_SL_Concrete Slab_T_350mm | 01-01-01-14-003-30 | Suspended Slab | Cast in Situ |  |  | 155 |  | 36.5225
4827910 |  | Structural Framing | Existing - ATC | C_BEA_CB_Concrete Beams_BxH_: 1500x1000mm | 01-01-01-14-003-30 | Suspended Beam | Cast in Situ |  |  | 460.63 |  | 3.6792
4827921 |  | Structural Framing | Existing - ATC | C_BEA_CB_Concrete Beams_BxH_: 1500x1000mm | 01-01-01-14-003-30 | Suspended Beam | Cast in Situ |  |  | 460.63 |  | 1.8
4828813 |  | Walls | Existing - ATC | Basic Wall: C_WAL_PW_Planted Wall_T_350mm | 01-01-01-14-003-30 | Wall | Cast in Situ |  |  | 155.74 |  | 0.52868
4837230 |  | Walls | New Construction | Basic Wall: C_WAL_CW_Concrete Wall_T_200mm | 01-01-01-14-003-30 | Wall | Cast in Situ |  |  | 155.74 |  | 0.0828
4837384 |  | Walls | New Construction | Basic Wall: C_WAL_CW_Concrete Wall_T_200mm | 01-01-01-14-003-30 | Wall | Cast in Situ |  |  | 155.74 |  | 0.0828
4840381 |  | Walls | New Construction | Basic Wall: C_WAL_CW_Concrete Wall_T_200mm | 01-01-01-14-003-30 | Wall | Cast in Situ |  |  | 155.74 |  | 0.09905
4840442 |  | Walls | New Construction | Basic Wall: C_WAL_CW_Concrete Wall_T_200mm | 01-01-01-14-003-30 | Wall | Cast in Situ |  |  | 155.74 |  | 0.099148
4840539 |  | Walls | New Construction | Basic Wall: C_WAL_CW_Concrete Wall_T_200mm | 01-01-01-14-003-30 | Wall | Cast in Situ |  |  | 155.74 |  | 0.039912
4858906 |  | Structural Framing | Existing - ATC | C_BEA_CB_Concrete Beams_BxH_: 200x600mm | 01-01-01-14-004-30 | Suspended Beam | Cast in Situ |  |  | 397.69 |  | 0.81
4859029 |  | Structural Framing | Existing - ATC | C_BEA_CB_Concrete Beams_BxH_: 200x600mm | 01-01-01-14-004-30 | Suspended Beam | Cast in Situ |  |  | 397.69 |  | 0.81
4859093 |  | Structural Framing | Existing - ATC | C_BEA_CB_Concrete Beams_BxH_: 200x600mm | 01-01-01-14-004-30 | Suspended Beam | Cast in Situ |  |  | 397.69 |  | 0.40501
4859140 |  | Structural Framing | Existing - ATC | C_BEA_CB_Concrete Beams_BxH_: 200x600mm | 01-01-01-14-004-30 | Suspended Beam | Cast in Situ |  |  | 397.69 |  | 0.12
4876974 |  | Walls | New Construction | Basic Wall: C_WAL_CW_Concrete Wall Planted_T_200mm | 01-01-01-14-003-30 | Wall | Cast in Situ |  |  | 155.74 |  | 1.6004
4877037 |  | Walls | New Construction | Walls 79: Walls 79
5022177 |  | Walls | Existing - ATC | Basic Wall: C_WAL_CW_Concrete Wall_T_500mm | 01-01-01-07-005-30 | Wall | Cast in Situ |  |  | 166.6 |  | 8.6559
5022212 |  | Walls | New Construction | Walls 52: Walls 52
5022221 |  | Walls | Existing - ATC | Basic Wall: C_WAL_CW_Concrete Wall Planted _T_600mm | 01-01-01-07-005-30 | Wall | Cast in Situ |  |  | 166.6 |  | 5.3721
5022276 |  | Walls | New Construction | Walls 78: Walls 78
5022310 |  | Walls | New Construction | Walls 80: Walls 80 | 01-01-01-07-006-30
5022333 |  | Walls | New Construction | Walls 81: Walls 81 | 01-01-01-07-006-30
5022370 |  | Walls | Existing - ATC | Basic Wall: C_WAL_CW_Concrete Wall Planted _T_600mm | 01-01-01-07-005-30 | Wall | Cast in Situ |  |  | 166.6 |  | 4.2713
5022398 |  | Walls | Existing - ATC | Basic Wall: C_WAL_CW_Concrete Wall Planted _T_600mm | 01-01-01-07-005-30 | Wall | Cast in Situ |  |  | 166.6 |  | 12.7156
5022446 |  | Walls | New Construction | Walls 82: Walls 82 | 01-01-01-07-006-30
5022464 |  | Walls | Existing - ATC | Basic Wall: C_WAL_CW_Concrete Wall Planted _T_600mm | 01-01-01-07-005-30 | Wall | Cast in Situ |  |  | 166.6 |  | 13.9745
5022480 |  | Walls | New Construction | Walls 83: Walls 80 | 01-01-01-07-006-30
5022515 |  | Walls | New Construction | Walls 84: Walls 84
5022545 |  | Walls | New Construction | Walls 85: Walls 85
5155959 |  | Structural Framing | Existing - ATC | C_BEA_CB_Concrete Beams_BxH_: 300x1200mm | 01-01-01-07-003-30 | Suspended Beam | Cast in Situ |  |  | 460.63 |  | 1.4749
5164211 |  | Walls | New Construction | Basic Wall: C_WAL_CW_Concrete Wall_T_200mm | 01-01-01-07-003-30 | Wall | Cast in Situ |  |  | 155.74 |  | 0.059805
5182051 |  | Stairs | New Construction | Cast-In-Place Stair: Concrete Stair 42 | 01-01-01-07-003-30 | Stair | Cast In Situ |  |  | 121.27
5188035 |  | Walls | New Construction | Basic Wall: C_WAL_CW_Concrete Wall_T_350mm | 01-01-01-07-003-30 | Wall | Cast in Situ |  |  | 155.74 |  | 0.065668
5195417 |  | Walls | New Construction | Basic Wall: C_WAL_CW_Concrete Wall_T_300mm | 01-01-01-07-003-30 | Wall | Cast in Situ |  |  | 155.74 |  | 0.037665
5203616 |  | Walls | New Construction | Basic Wall: C_WAL_CW_Concrete Wall_T_125mm | 01-01-01-07-003-30 | Wall | Cast in Situ |  |  | 155.74 |  | 0.011069
5203649 |  | Stairs | New Construction | Cast-In-Place Stair: Concrete Stair 39 | 01-01-01-07-003-30 | Stair | Cast In Situ |  |  | 121.27
5228716 |  | Floors | Existing - ATC | Floor: C_SL_Concrete Slab_T_300mm | 01-01-01-16-003-30 | Suspended Slab | Cast in Situ |  |  | 155 |  | 198.5306
5291836 |  | Floors | New Construction | Floor: C_SL_Concrete Slab_T_250mm | 01-01-01-07-005-30 | Suspended Slab | Cast in Situ |  |  | 155 |  | 0.1855
5295604 |  | Doors | New Construction | ATC_Door_Opening: 1500 x 2220
5295625 |  | Doors | New Construction | ATC_Door_Opening: 1500 x 2220
5295646 |  | Doors | New Construction | ATC_Door_Opening: 3000 x 2220
5295684 |  | Doors | New Construction | ATC_Door_Opening: 1500 x 2220
5295702 |  | Doors | New Construction | ATC_Door_Opening: 1500 x 2220
5295728 |  | Doors | New Construction | ATC_Door_Opening: 1500 x 2220
5513218 |  | Structural Framing | Existing - ATC | C_BEA_CB_Concrete Beams_BxH_: 350x4680mm | 01-01-01-07-006-30 | Suspended Beam | Cast in Situ |  |  | 333.51 |  | 2.2029
5513613 |  | Structural Framing | Existing - ATC | C_BEA_CB_Concrete Beams_BxH_: 350x4750mm | 01-01-01-07-006-30 | Suspended Beam | Cast in Situ |  |  | 333.51 |  | 2.6477
5548656 |  | Generic Models | New Construction | ATC_STR Vertical Opening (Rectangle): ATC_STR Vertical Opening (Rectangle)
5548925 |  | Generic Models | New Construction | ATC_STR Vertical Opening (Rectangle): ATC_STR Vertical Opening (Rectangle)
5550642 |  | Generic Models | New Construction | ATC_STR Vertical Opening (Round): ATC_STR Vertical Opening (Round)
5551296 |  | Generic Models | New Construction | ATC_STR Vertical Opening (Round): ATC_STR Vertical Opening (Round)
5558075 |  | Generic Models | New Construction | ATC_STR Vertical Opening (Rectangle): ATC_STR Vertical Opening (Rectangle)
5560478 |  | Walls | New Construction | Basic Wall: C_WAL_CW_Concrete Wall_T_200mm | 01-01-01-14-003-30 | Wall | Cast in Situ |  |  | 155.74 |  | 0.1484
5560488 |  | Walls | New Construction | Basic Wall: C_WAL_CW_Concrete Wall_T_200mm | 01-01-01-14-003-30 | Wall | Cast in Situ |  |  | 155.74 |  | 0.1484
5623633 |  | Generic Models | New Construction | ATC_General Surface Opening (Rectangle): ATC_General Surface Opening (Rectangle)
5623742 |  | Generic Models | New Construction | ATC_General Surface Opening (Rectangle): ATC_General Surface Opening (Rectangle)
5627214 |  | Generic Models | New Construction | ATC_General Surface Opening (Rectangle): ATC_General Surface Opening (Rectangle)
5629798 |  | Generic Models | New Construction | ATC_General Surface Opening (Rectangle): ATC_General Surface Opening (Rectangle)
5629821 |  | Generic Models | New Construction | ATC_General Surface Opening (Rectangle): ATC_General Surface Opening (Rectangle)
5631440 |  | Generic Models | New Construction | ATC_General Surface Opening (Rectangle): ATC_General Surface Opening (Rectangle)
5635369 |  | Generic Models | New Construction | ATC_General Surface Opening (Rectangle): ATC_General Surface Opening (Rectangle)
5637455 |  | Doors | New Construction | ATC_Door_Opening: 1200 x 2150
5637495 |  | Doors | New Construction | ATC_Door_Opening: 2160 x 2650
5637580 |  | Walls | New Construction | Basic Wall: C_WAL_CW_White Concrete Wall_T_175mm | 01-01-01-07-005-30 | Upstand | Cast in Situ |  |  | 166.6 |  | 0.07508
5637581 |  | Walls | New Construction | Basic Wall: C_WAL_CW_White Concrete Wall_T_175mm | 01-01-01-07-005-30 | Upstand | Cast in Situ |  |  | 166.6 |  | 0.030912
5637583 |  | Walls | New Construction | Basic Wall: C_WAL_CW_White Concrete Wall_T_175mm | 01-01-01-14-005-30 | Upstand | Cast in Situ |  |  | 166.6 |  | 0.054421
5637652 |  | Walls | New Construction | Basic Wall: C_WAL_CW_White Concrete Wall_T_175mm | 01-01-01-07-005-30 | Upstand | Cast in Situ |  |  | 166.6 |  | 0.039686
5637656 |  | Walls | New Construction | Basic Wall: C_WAL_CW_White Concrete Wall_T_175mm | 01-01-01-07-005-30 | Upstand | Cast in Situ |  |  | 166.6 |  | 0.01031
5637666 |  | Walls | New Construction | Basic Wall: C_WAL_CW_White Concrete Wall_T_175mm | 01-01-01-07-005-30 | Upstand | Cast in Situ |  |  | 166.6 |  | 0.16811
5637672 |  | Walls | New Construction | Basic Wall: C_WAL_CW_White Concrete Wall_T_175mm | 01-01-01-07-005-30 | Upstand | Cast in Situ |  |  | 166.6 |  | 0.18609
5637680 |  | Walls | New Construction | Basic Wall: C_WAL_CW_White Concrete Wall_T_175mm | 01-01-01-14-005-30 | Upstand | Cast in Situ |  |  | 166.6 |  | 0.25197
5637692 |  | Walls | New Construction | Basic Wall: C_WAL_CW_White Concrete Wall_T_175mm | 01-01-01-07-005-30 | Upstand | Cast in Situ |  |  | 166.6 |  | 0.19236
5639990 |  | Doors | New Construction | ATC_Door_Opening: 1850 x 2650
5640067 |  | Walls | New Construction | Basic Wall: C_WAL_CW_Concrete Wall Planted_T_300mm | 01-01-01-07-005-30 | Wall | Cast in Situ |  |  | 166.6 |  | 0.61484
5640081 |  | Walls | New Construction | Basic Wall: C_WAL_CW_Concrete Wall Planted_T_300mm | 01-01-01-07-005-30 | Wall | Cast in Situ |  |  | 166.6 |  | 0.54016
5716620 |  | Generic Models | New Construction | ATC_STR Vertical Opening (Rectangle): ATC_STR Vertical Opening (Rectangle)
5716684 |  | Generic Models | New Construction | ATC_STR Vertical Opening (Rectangle): ATC_STR Vertical Opening (Rectangle)
5717325 |  | Generic Models | New Construction | ATC_STR Vertical Opening (Round with Depth): Ø165
5761526 |  | Walls | Existing - ATC | Basic Wall: C_WAL_CW_Concrete Wall_T_350mm | 01-01-01-14-004-30 | Wall | Cast in Situ |  |  | 163.8 |  | 4.5746
5761620 |  | Walls | Existing - ATC | Basic Wall: C_WAL_CW_Concrete Wall_T_370mm | 01-01-01-14-004-30 | Wall | Cast in Situ |  |  | 163.8 |  | 3.6852
5772697 |  | Walls | New Construction | Basic Wall: C_WAL_CW_Concrete Wall_T_200mm | 01-01-01-14-004-30 | Wall | Cast in Situ |  |  | 163.8 |  | 1.7174
5772892 |  | Walls | New Construction | Basic Wall: C_WAL_CW_Concrete Wall Planted_T_200mm | 01-01-01-14-003-30 | Wall | Cast in Situ |  |  | 155.74 |  | 2.1861
5790493 |  | Generic Models | New Construction | Generic Models 35: Generic Models 35
5790742 |  | Doors | New Construction | ATC_Door_Opening: 1200 x 2150
5797732 |  | Walls | Existing - ATC | Basic Wall: C_WAL_CW_Concrete Wall_T_370mm | 01-01-01-14-004-30 | Wall | Cast in Situ |  |  | 163.8 |  | 1.8197
5797757 |  | Doors | New Construction | ATC_Door_Opening: 1760 x 2865
5797872 |  | Walls | Existing - ATC | Basic Wall: C_WAL_CW_Concrete Wall_T_350mm | 01-01-01-14-005-30 | Wall | Cast in Situ |  |  | 166.6 |  | 13.4181
5797883 |  | Walls | Existing - ATC | Basic Wall: C_WAL_CW_Concrete Wall_T_350mm | 01-01-01-14-005-30 | Wall | Cast in Situ |  |  | 166.6 |  | 4.9158
5871735 |  | Generic Models | New Construction | ATC_STR Vertical Opening (Rectangle): 125x125x100
5871740 |  | Generic Models | New Construction | ATC_STR Vertical Opening (Rectangle): 125x125x100
5871741 |  | Generic Models | New Construction | ATC_STR Vertical Opening (Rectangle): 125x125x100
5871759 |  | Generic Models | New Construction | ATC_STR Vertical Opening (Rectangle): 125x125x100
5876436 |  | Generic Models | New Construction | ATC_STR Vertical Opening (Rectangle): 125x125x100
5876506 |  | Generic Models | New Construction | ATC_STR Vertical Opening (Rectangle): 125x125x100
5876511 |  | Generic Models | New Construction | ATC_STR Vertical Opening (Rectangle): 125x125x100
5882556 |  | Generic Models | New Construction | ATC_General Surface Opening (Rectangle): ATC_General Surface Opening (Rectangle)
5897173 |  | Walls | Existing - ATC | Basic Wall: C_WAL_CW_Concrete Wall Planted _T_600mm | 01-01-01-14-005-30 | Wall | Cast in Situ |  |  | 166.6 |  | 9.6039
5897198 |  | Walls | Existing - ATC | Basic Wall: C_WAL_CW_Concrete Wall_T_500mm | 01-01-01-14-005-30 | Wall | Cast in Situ |  |  | 166.6 |  | 27.6352
5897315 |  | Structural Framing | New Construction | C_BEA_CB_Concrete Beams_BxH_: 1000x1300mm | 01-01-01-14-005-30 | Suspended Beam | Cast in Situ |  |  | 267.07 |  | 12.3024
5897361 |  | Walls | New Construction | Basic Wall: C_WAL_PW_Planted Wall_T_300mm | 01-01-01-14-005-30 | White Wall | Cast in Situ |  |  | 242.54 |  | 0.76939
5897367 |  | Walls | New Construction | Basic Wall: C_WAL_PW_Planted Wall_T_300mm | 01-01-01-14-005-30 | White Wall | Cast in Situ |  |  | 242.54 |  | 5.9604
5897373 |  | Walls | New Construction | Basic Wall: C_WAL_PW_Planted Wall_T_300mm | 01-01-01-14-005-30 | White Wall | Cast in Situ |  |  | 242.54 |  | 0.5255
5897383 |  | Walls | New Construction | Basic Wall: C_WAL_PW_Planted Wall_T_300mm | 01-01-01-14-005-30 | White Wall | Cast in Situ |  |  | 242.54 |  | 0.13395
5897403 |  | Walls | New Construction | Walls 93: Walls 93
5897439 |  | Walls | Existing - ATC | Basic Wall: C_WAL_CW_Concrete Wall_T_750mm | 01-01-01-14-005-30 | Wall | Cast in Situ |  |  | 166.6 |  | 35.5585
5897441 |  | Walls | Existing - ATC | Basic Wall: C_WAL_CW_Concrete Wall_T_450mm | 01-01-01-14-005-30 | Wall | Cast in Situ |  |  | 166.6 |  | 9.4972
5897443 |  | Walls | Existing - ATC | Basic Wall: C_WAL_CW_Concrete Wall_T_450mm | 01-01-01-14-005-30 | Wall | Cast in Situ |  |  | 166.6 |  | 5.5058
5903387 |  | Walls | New Construction | Basic Wall: C_WAL_CW_Concrete Wall_T_250mm | 01-01-01-14-004-30 | Upstand | Cast in Situ |  |  | 163.8 |  | 0.25987
5909890 |  | Generic Models | New Construction | ATC_General Surface Opening (Rectangle): ATC_General Surface Opening (Rectangle)
5909892 |  | Generic Models | New Construction | ATC_General Surface Opening (Rectangle): ATC_General Surface Opening (Rectangle)
5909903 |  | Generic Models | New Construction | ATC_STR Vertical Opening (Round): ATC_STR Vertical Opening (Round)
5909908 |  | Generic Models | New Construction | ATC_STR Vertical Opening (Round): ATC_STR Vertical Opening (Round)
5909922 |  | Generic Models | New Construction | ATC_General Surface Opening (Rectangle): ATC_General Surface Opening (Rectangle)
5909932 |  | Generic Models | New Construction | ATC_General Surface Opening (Rectangle): ATC_General Surface Opening (Rectangle)
5909944 |  | Generic Models | New Construction | ATC_General Surface Opening (Rectangle): ATC_General Surface Opening (Rectangle)
5909992 |  | Generic Models | New Construction | ATC_STR Vertical Opening (Round with Depth): Ø175
5924289 |  | Generic Models | New Construction | ATC_General Surface Opening_01: ATC_General Surface Opening_01
5924302 |  | Generic Models | New Construction | ATC_General Surface Opening_01: ATC_General Surface Opening_01
5924310 |  | Generic Models | New Construction | ATC_General Surface Opening (Rectangle): ATC_General Surface Opening (Rectangle)
5924330 |  | Generic Models | New Construction | ATC_General Surface Opening (Rectangle): ATC_General Surface Opening (Rectangle)
5924339 |  | Generic Models | New Construction | ATC_General Surface Opening (Rectangle): ATC_General Surface Opening (Rectangle)
5924350 |  | Generic Models | New Construction | ATC_General Surface Opening (Rectangle): ATC_General Surface Opening (Rectangle)
5924359 |  | Generic Models | New Construction | ATC_General Surface Opening (Rectangle): ATC_General Surface Opening (Rectangle)
5924378 |  | Generic Models | New Construction | ATC_General Surface Opening (Rectangle): ATC_General Surface Opening (Rectangle)
5931078 |  | Generic Models | New Construction | ATC_General Surface Opening (Rectangle): ATC_General Surface Opening (Rectangle)
5931099 |  | Generic Models | New Construction | ATC_General Surface Opening (Rectangle): ATC_General Surface Opening (Rectangle)
5939677 |  | Generic Models | New Construction | ATC_General Surface Opening (Rectangle): ATC_General Surface Opening (Rectangle)
5939686 |  | Generic Models | New Construction | ATC_General Surface Opening (Rectangle): ATC_General Surface Opening (Rectangle)
5939695 |  | Generic Models | New Construction | ATC_General Surface Opening (Rectangle): ATC_General Surface Opening (Rectangle)
5939704 |  | Generic Models | New Construction | ATC_General Surface Opening (Rectangle): ATC_General Surface Opening (Rectangle)
5939713 |  | Generic Models | New Construction | ATC_General Surface Opening (Rectangle): ATC_General Surface Opening (Rectangle)
5939718 |  | Generic Models | New Construction | ATC_General Surface Opening (Rectangle): ATC_General Surface Opening (Rectangle)
5939785 |  | Generic Models | New Construction | ATC_General Surface Opening (Rectangle): ATC_General Surface Opening (Rectangle)
5953153 |  | Generic Models | New Construction | ATC_General Surface Opening (Rectangle): ATC_General Surface Opening (Rectangle)
5953163 |  | Generic Models | New Construction | ATC_General Surface Opening (Rectangle): ATC_General Surface Opening (Rectangle)
5953172 |  | Generic Models | New Construction | ATC_General Surface Opening_01: ATC_General Surface Opening_01
5953173 |  | Generic Models | New Construction | ATC_General Surface Opening_01: ATC_General Surface Opening_01
5953183 |  | Generic Models | New Construction | ATC_General Surface Opening_01: ATC_General Surface Opening_01
5953969 |  | Generic Models | New Construction | ATC_STR Vertical Opening (Round): Ø150
5955619 |  | Generic Models | New Construction | ATC_STR Vertical Opening (Rectangle): 125x125x100
5969450 |  | Generic Models | New Construction | ATC_General Surface Opening_01: ATC_General Surface Opening_01
5969459 |  | Generic Models | New Construction | ATC_General Surface Opening_01: ATC_General Surface Opening_01
5969465 |  | Generic Models | New Construction | ATC_General Surface Opening_01: ATC_General Surface Opening_01
5970736 |  | Generic Models | New Construction | ATC_General Surface Opening (Rectangle): ATC_General Surface Opening (Rectangle)
6018061 |  | Floors | New Construction | Floor: C_SL_Concrete Slab_T_1300mm | 01-01-01-14-005-30 | Suspended Slab | Cast in Situ |  |  | 155 |  | 1.4829
6018805 |  | Floors | New Construction | Floor: C_SL_Concrete Slab_T_250mm | 01-01-01-14-003-30 | Suspended Slab | Cast in Situ |  |  | 155 |  | 0.65494
6018822 |  | Floors | New Construction | Floor: C_SL_Concrete Slab_T_250mm | 01-01-01-14-005-30 | Suspended Slab | Cast in Situ |  |  | 155 |  | 0.65534
6018839 |  | Generic Models | New Construction | ATC_General Surface Opening (Rectangle): ATC_General Surface Opening (Rectangle)
6018843 |  | Generic Models | New Construction | ATC_General Surface Opening (Rectangle): ATC_General Surface Opening (Rectangle)
6018860 |  | Floors | New Construction | Floor: C_SL_Concrete Slab_T_250mm | 01-01-01-14-001-30 | Suspended Slab | Cast in Situ |  |  | 155 |  | 0.61621
6018869 |  | Floors | New Construction | Floor: C_SL_Concrete Slab_T_150mm | 01-01-01-14-001-30 | Suspended Slab | Cast in Situ |  |  | 155 |  | 0.14615
6022117 |  | Generic Models | New Construction | ATC_STR Vertical Opening (Rectangle): 125x125x100
6025938 |  | Generic Models | New Construction | ZNM_M_Ramp Mass Slab Void: ZNM_M_Ramp Mass Slab Void
6031028 |  | Walls | Existing - ATC | Basic Wall: C_WAL_CW_Concrete Wall_T_200mm | 01-01-01-07-003-30 | Wall | Cast in Situ |  |  | 155.74 |  | 0.1612
6031034 |  | Walls | New Construction | Basic Wall: C_WAL_CW_Concrete Wall_T_200mm | 01-01-01-07-003-30 | Wall | Cast in Situ |  |  | 155.74 |  | 0.19075
6032777 |  | Generic Models | New Construction | ATC_General Surface Opening (Rectangle): ATC_General Surface Opening (Rectangle)
6058153 |  | Generic Models | New Construction | ATC_STR Vertical Opening (Rectangle): 125x125x100
6058195 |  | Generic Models | New Construction | ATC_STR Vertical Opening (Round): Ø50
6058201 |  | Generic Models | New Construction | ATC_STR Vertical Opening (Rectangle): 125x125x100
6058281 |  | Generic Models | New Construction | ATC_STR Vertical Opening (Rectangle): 125x125x100
6058296 |  | Generic Models | New Construction | ATC_STR Vertical Opening (Round): ATC_STR Vertical Opening (Round)
6076009 |  | Structural Framing | Existing - ATC | C_BEA_CB_Concrete Beams_BxH_: 500x1500mm | 01-01-01-14-005-30 | Suspended Beam | Cast in Situ |  |  | 267.07 |  | 8.13
6077565 |  | Walls | Existing - ATC | Basic Wall: C_WAL_CW_Concrete Wall_T_750mm | 01-01-01-14-003-30 | Wall | Cast in Situ |  |  | 155.74 |  | 5.5687
6128907 |  | Generic Models | New Construction | ATC_Floor Opening (Round): Ø 80
6158695 |  | Walls | Existing - ATC | Basic Wall: C_WAL_CW_Concrete Wall_T_500mm | 01-01-01-15-001-30 | Wall | Cast in Situ |  |  | 132.04 |  | 0.6305
6182876 |  | Structural Framing | New Construction | C_BEA_SB_Steel Beams_: 203x102x23UB | 01-01-01-14-004-30 | Structural Steel | [5 empty] | 0.004191
6220713 |  | Structural Framing | Existing - ATC | C_BEA_CB_Concrete Beams_BxH_: 370x1285mm | 01-01-01-14-006-30 | Suspended Beam | Cast in Situ |  |  | 333.51 |  | 0.83679
6311472 |  | Generic Models | New Construction | ATC_STR Vertical Opening (Round): Ø100
6312976 |  | Generic Models | New Construction | ATC_STR Vertical Opening (Round): Ø100
6313616 |  | Generic Models | New Construction | ATC_Floor Opening: 400 x 400 x 300
6313635 |  | Generic Models | New Construction | ATC_Floor Opening: 800 x 400 x 400
6450888 |  | Walls | New Construction | Basic Wall: C_WAL_CW_Concrete Wall Planted_T_310mm | 01-01-01-14-006-30 | Wall | Cast in Situ |  |  | 175.03 |  | 1.005
6461442 |  | Walls | New Construction | Basic Wall: C_WAL_CW_Concrete Wall Planted_T_300mm | 01-01-01-14-006-30 | Wall | Cast in Situ |  |  | 175.03 |  | 10.8585
6461452 |  | Walls | New Construction | Basic Wall: C_WAL_CW_Concrete Wall Planted_T_300mm | 01-01-01-14-006-30 | Wall | Cast in Situ |  |  | 175.03 |  | 3.18
6461458 |  | Walls | New Construction | Basic Wall: C_WAL_CW_Concrete Wall Planted_T_300mm | 01-01-01-14-006-30 | Wall | Cast in Situ |  |  | 175.03 |  | 5.8682
6461464 |  | Walls | New Construction | Basic Wall: C_WAL_CW_Concrete Wall Planted_T_300mm | 01-01-01-14-006-30 | Wall | Cast in Situ |  |  | 175.03 |  | 6.8299
6461472 |  | Structural Framing | Existing - ATC | C_BEA_CB_Concrete Beams_BxH_: 370x3935mm | 01-01-01-14-006-30 | Suspended Beam | Cast in Situ |  |  | 333.51 |  | 2.3514
6478191 |  | Structural Framing | Existing - ATC | C_BEA_CB_Concrete Beams_BxH_: 350x4750mm | 01-01-01-14-006-30 | Suspended Beam | Cast in Situ |  |  | 333.51 |  | 1.8687
6540858 |  | Walls | Existing - ATC | Basic Wall: C_WAL_CW_Concrete Wall_T_500mm | 01-01-01-16-001-30 | Wall | Cast in Situ |  |  | 132.04 |  | 2.8875
6547520 |  | Generic Models | New Construction | ATC_General Surface Opening (Rectangle): ATC_General Surface Opening (Rectangle)
6547623 |  | Generic Models | New Construction | ATC_General Surface Opening (Rectangle): ATC_General Surface Opening (Rectangle)
6557187 |  | Generic Models | New Construction | ATC_General Surface Opening (Rectangle): ATC_General Surface Opening (Rectangle)
6593346 |  | Generic Models | New Construction | ATC_General Surface Opening_01: ATC_General Surface Opening_01
6601587 |  | Generic Models | New Construction | ATC_Floor Opening (Round): Ø 80
6601608 |  | Generic Models | New Construction | ATC_Floor Opening (Round): Ø 80
6601789 |  | Generic Models | New Construction | ATC_General Surface Opening_01: ATC_General Surface Opening_01
6601895 |  | Generic Models | New Construction | ATC_General Surface Opening_01: ATC_General Surface Opening_01
6602368 |  | Generic Models | New Construction | ATC_General Surface Opening_01: ATC_General Surface Opening_01
6604495 |  | Structural Framing | New Construction | C_BEA_SB_Steel Beams_: 203x102x23UB | 01-01-01-14-004-30 | Structural Steel | [5 empty] | 0.004191
6606350 |  | Generic Models | New Construction | ATC_General Surface Opening (Rectangle): ATC_General Surface Opening (Rectangle)
6613012 |  | Generic Models | New Construction | ATC_General Surface Opening (Rectangle): ATC_General Surface Opening (Rectangle)
6679481 |  | Generic Models | New Construction | ATC_General Surface Opening: ATC_General Surface Opening
6679483 |  | Generic Models | New Construction | ATC_General Surface Opening: ATC_General Surface Opening
6679487 |  | Generic Models | New Construction | ATC_General Surface Opening_01: ATC_General Surface Opening_01
6756553 |  | Walls | Existing - ATC | Basic Wall: C_WAL_CW_Concrete Wall_T_300mm | 01-01-01-15-001-30 | Wall | Cast in Situ |  |  | 132.04 |  | 0.60816
6767426 |  | Walls | Existing - ATC | Basic Wall: C_WAL_CW_Concrete Wall_T_600mm | 01-01-01-15-003-30 | Wall | Cast in Situ |  |  | 155.74 |  | 22.2138
6770780 |  | Structural Columns | New Construction | C_COL_CC_Concrete Columns Square_BxH_: 400x400mm PLANTED | 01-01-01-07-006-30 | Rectangular Column | Cast in Situ |  |  | 272.1 |  | 0.53004
6770789 |  | Structural Framing | New Construction | C_BEA_CB_Concrete Beams_BxH_: 300x600mm | 01-01-01-07-006-30 | Suspended Beam | Cast in Situ |  |  | 333.51 |  | 0.72535
6770793 |  | Structural Framing | New Construction | C_BEA_CB_Concrete Beams_BxH_: 300x600mm | 01-01-01-07-006-30 | Suspended Beam | Cast in Situ |  |  | 333.51 |  | 1.109
6770795 |  | Structural Framing | New Construction | C_BEA_CB_Concrete Beams_BxH_: 300x600mm | 01-01-01-07-006-30 | Suspended Beam | Cast in Situ |  |  | 333.51 |  | 0.41973
6773149 |  | Stairs | New Construction | Cast-In-Place Stair: Concrete Stair - Stair 2 | 01-01-01-14-001-30 | Stair | Cast In Situ |  |  | 153.45
6773516 |  | Stairs | New Construction | Cast-In-Place Stair: Concrete Stair - Stair 2 | 01-01-01-14-003-30 | Stair | Cast In Situ |  |  | 121.27
6774480 |  | Stairs | New Construction | Cast-In-Place Stair: Concrete Stair - Stair 2 | 01-01-01-14-003-30 | Stair | Cast In Situ |  |  | 121.27
6775007 |  | Stairs | New Construction | Cast-In-Place Stair: Concrete Stair - Stair 2 | 01-01-01-14-003-30 | Stair | Cast In Situ |  |  | 121.27
6777598 |  | Generic Models | New Construction | ATC_General Surface Opening (Rectangle): ATC_General Surface Opening (Rectangle)
6778153 |  | Stairs | New Construction | Cast-In-Place Stair: Concrete Stair - Stair 2 | 01-01-01-14-004-30 | Stair | Cast In Situ |  |  | 121.51
6780554 |  | Structural Connections | New Construction | Stair: Stair | [7 empty] | 0.072978
6780566 |  | Structural Connections | New Construction | Stair1: Stair | [7 empty] | 0.073255
6780578 |  | Structural Connections | New Construction | Stair2: Stair | [7 empty] | 0.078854
6780602 |  | Structural Connections | New Construction | Stair Connect: Stair Connect | [7 empty] | 0.072975
6780615 |  | Structural Connections | New Construction | Stair Connect1: Stair Connect | [7 empty] | 0.0715
6789899 |  | Generic Models | New Construction | ATC_STR Vertical Opening (Rectangle): ATC_STR Vertical Opening (Rectangle)
6828287 |  | Walls | New Construction | Basic Wall: C_WAL_CW_Concrete Wall_T_500mm | 01-01-01-07-006-30 | Wall | Cast in Situ |  |  | 175.03 |  | 0.105
6842083 |  | Stairs | New Construction | Cast-In-Place Stair: Mass Concrete Steps STAIR16 | 01-01-01-07-006-30 | Stair | Cast In Situ |  |  | 121.51
6842133 |  | Floors | New Construction | Floor: C_SL_Concrete Slab_T_140mm | 01-01-01-07-005-30 | Suspended Slab | Cast in Situ |  |  | 155 |  | 0.25761
6972879 |  | Generic Models | New Construction | ATC_STR Vertical Opening (Rectangle): ATC_STR Vertical Opening (Rectangle)
6972892 |  | Generic Models | New Construction | ATC_STR Vertical Opening (Rectangle): ATC_STR Vertical Opening (Rectangle)
6972901 |  | Generic Models | New Construction | ATC_STR Vertical Opening (Rectangle): ATC_STR Vertical Opening (Rectangle)
6972944 |  | Generic Models | New Construction | ATC_STR Vertical Opening (Rectangle): ATC_STR Vertical Opening (Rectangle)
6972953 |  | Generic Models | New Construction | ATC_STR Vertical Opening (Rectangle): ATC_STR Vertical Opening (Rectangle)
6972962 |  | Generic Models | New Construction | ATC_STR Vertical Opening (Rectangle): ATC_STR Vertical Opening (Rectangle)
6972971 |  | Generic Models | New Construction | ATC_STR Vertical Opening (Rectangle): ATC_STR Vertical Opening (Rectangle)
6973086 |  | Generic Models | New Construction | ATC_STR Vertical Opening (Rectangle): ATC_STR Vertical Opening (Rectangle)
6973114 |  | Generic Models | New Construction | ATC_STR Vertical Opening (Rectangle): ATC_STR Vertical Opening (Rectangle)
6973197 |  | Generic Models | New Construction | ATC_STR Vertical Opening (Rectangle): ATC_STR Vertical Opening (Rectangle)
6973493 |  | Generic Models | New Construction | ATC_STR Vertical Opening (Rectangle): ATC_STR Vertical Opening (Rectangle)
6973560 |  | Generic Models | New Construction | ATC_STR Vertical Opening (Rectangle): ATC_STR Vertical Opening (Rectangle)
6984917 |  | Generic Models | New Construction | ATC_STR Vertical Opening (Rectangle): ATC_STR Vertical Opening (Rectangle)
6984918 |  | Generic Models | New Construction | ATC_STR Vertical Opening (Rectangle): ATC_STR Vertical Opening (Rectangle)
6984919 |  | Generic Models | New Construction | ATC_STR Vertical Opening (Rectangle): ATC_STR Vertical Opening (Rectangle)
6984947 |  | Generic Models | New Construction | ATC_STR Vertical Opening (Rectangle): ATC_STR Vertical Opening (Rectangle)
6984956 |  | Generic Models | New Construction | ATC_STR Vertical Opening (Rectangle): ATC_STR Vertical Opening (Rectangle)
7073113 |  | Walls | Existing - ATC | Basic Wall: C_WAL_CW_Concrete Wall_T_400mm | 01-01-01-16-001-30 | Wall | Cast in Situ |  |  | 132.04 |  | 0.46905
7073135 |  | Walls | New Construction | Walls 107: Walls 107
7073140 |  | Walls | Existing - ATC | Basic Wall: C_WAL_CW_Concrete Wall_T_400mm | 01-01-01-16-001-30 | Wall | Cast in Situ |  |  | 132.04 |  | 1.2511
7078448 |  | Structural Framing | Existing - ATC | C_BEA_CB_Concrete Beams_BxH_: 600x3570mm | 01-01-01-16-003-30 | Suspended Beam | Cast in Situ |  |  | 460.63 |  | 24.6508
7152341 |  | Walls | Existing - ATC | Basic Wall: C_WAL_CW_Concrete Wall_T_500mm | 01-01-01-16-002-30 | Retaining Wall | Cast in Situ |  |  | 190.22 |  | 13.6736
7181431 |  | Walls | New Construction | Basic Wall: C_WAL_CW_Concrete Wall_T_200mm | 01-01-01-07-003-30 | Wall | Cast in Situ |  |  | 155.74 |  | 0.14815
7181441 |  | Walls | New Construction | Basic Wall: C_WAL_CW_Concrete Wall_T_200mm | 01-01-01-07-003-30 | Wall | Cast in Situ |  |  | 155.74 |  | 0.14815
7181451 |  | Walls | New Construction | Basic Wall: C_WAL_CW_Concrete Wall_T_200mm | 01-01-01-07-003-30 | Wall | Cast in Situ |  |  | 155.74 |  | 0.14817
7181457 |  | Walls | New Construction | Basic Wall: C_WAL_CW_Concrete Wall_T_200mm | 01-01-01-07-003-30 | Wall | Cast in Situ |  |  | 155.74 |  | 0.082674
7181467 |  | Walls | New Construction | Basic Wall: C_WAL_CW_Concrete Wall_T_200mm | 01-01-01-07-003-30 | Wall | Cast in Situ |  |  | 155.74 |  | 0.14818
7181477 |  | Walls | New Construction | Basic Wall: C_WAL_CW_Concrete Wall_T_200mm | 01-01-01-07-003-30 | Wall | Cast in Situ |  |  | 155.74 |  | 0.14817
7181489 |  | Walls | New Construction | Basic Wall: C_WAL_CW_Concrete Wall_T_200mm | 01-01-01-07-003-30 | Wall | Cast in Situ |  |  | 155.74 |  | 0.082684
7181501 |  | Walls | New Construction | Basic Wall: C_WAL_CW_Concrete Wall_T_200mm | 01-01-01-07-003-30 | Wall | Cast in Situ |  |  | 155.74 |  | 0.14825
7189131 |  | Walls | New Construction | Basic Wall: C_WAL_CW_Concrete Wall_T_200mm | 01-01-01-07-003-30 | Wall | Cast in Situ |  |  | 155.74 |  | 0.14816
7209225 |  | Generic Models | New Construction | ZNM_M_Ramp Mass Slab Void: ZNM_M_Ramp Mass Slab Void
7220747 |  | Walls | New Construction | Basic Wall: C_WAL_CW_Concrete Wall_T_200mm | 01-01-01-07-003-30 | Wall | Cast in Situ |  |  | 155.74 |  | 0.1484
7285155 |  | Generic Models | New Construction | ATC_General Surface Opening (Rectangle): ATC_General Surface Opening (Rectangle)
7285233 |  | Generic Models | New Construction | ATC_General Surface Opening (Rectangle): ATC_General Surface Opening (Rectangle)
7430880 |  | Walls | New Construction | Basic Wall: C_WAL_CW_Concrete Wall_T_200mm | 01-01-01-07-003-30 | Wall | Cast in Situ |  |  | 155.74 |  | 0.08
7444367 |  | Generic Models | New Construction | ATC_STR Vertical Opening (Rectangle): 1000X250X500
7444387 |  | Generic Models | New Construction | ATC_STR Vertical Opening (Round): Ø150
7453460 |  | Generic Models | New Construction | ATC_STR Vertical Opening (Rectangle): 125x125x100
7455140 |  | Walls | New Construction | Basic Wall: C_WAL_CW_Concrete Wall_T_200mm | 01-01-01-07-003-30 | Wall | Cast in Situ |  |  | 155.74 |  | 0.144
7456167 |  | Generic Models | New Construction | ATC_Floor Opening: 250 x 250 x 350
7509005 |  | Generic Models | New Construction | ATC_STR Vertical Opening (Round): ATC_STR Vertical Opening (Round)
7509010 |  | Generic Models | New Construction | ATC_STR Vertical Opening (Round): ATC_STR Vertical Opening (Round)
7509020 |  | Generic Models | New Construction | ATC_STR Vertical Opening (Round): ATC_STR Vertical Opening (Round)
7509025 |  | Generic Models | New Construction | ATC_STR Vertical Opening (Rectangle): ATC_STR Vertical Opening (Rectangle)
7509068 |  | Generic Models | New Construction | ATC_STR Vertical Opening (Round): ATC_STR Vertical Opening (Round)
7509069 |  | Generic Models | New Construction | ATC_STR Vertical Opening (Round): ATC_STR Vertical Opening (Round)
7589893 |  | Stairs | New Construction | Cast-In-Place Stair: Concrete Stair - Stair 2 | 01-01-01-14-004-30 | Stair | Cast In Situ |  |  | 121.51
7679017 |  | Stairs | New Construction | Cast-In-Place Stair: Concrete Stair - Egress Stair 50 | 01-01-01-15-001-30 | Stair | Cast In Situ |  |  | 153.45
7679134 |  | Floors | New Construction | Floor: C_SL_Concrete Slab_T_250mm | 01-01-01-15-005-30 | Suspended Slab | Cast in Situ |  |  | 155 |  | 0.96603
7679149 |  | Floors | New Construction | Floor: C_SL_Concrete Slab_T_250mm | 01-01-01-15-005-30 | Suspended Slab | Cast in Situ |  |  | 155 |  | 0.72478
7679164 |  | Generic Models | New Construction | ATC_General Surface Opening (Rectangle): ATC_General Surface Opening (Rectangle)
7679178 |  | Generic Models | New Construction | ATC_General Surface Opening (Rectangle): ATC_General Surface Opening (Rectangle)
7688668 |  | Floors | New Construction | Floor: C_SL_Concrete Slab_T_250mm | 01-01-01-15-003-30 | Suspended Slab | Cast in Situ |  |  | 155 |  | 1.1328
7688682 |  | Stairs | New Construction | Cast-In-Place Stair: Concrete Stair - Egress Stair 50 | 01-01-01-15-002-30 | Stair | Cast In Situ |  |  | 153.45
7688904 |  | Floors | New Construction | Floor: C_SL_Concrete Slab_T_250mm | 01-01-01-15-005-30 | Suspended Slab | Cast in Situ |  |  | 155 |  | 0.83615
7688951 |  | Walls | New Construction | Basic Wall: C_WAL_CW_Concrete Wall_T_300mm | 01-01-01-15-003-30 | Wall | Cast in Situ |  |  | 155.74 |  | 2.2843
7688958 |  | Stairs | New Construction | Cast-In-Place Stair: Concrete Stair - Egress Stair 50 | 01-01-01-15-003-30 | Stair | Cast In Situ |  |  | 121.27
7696761 |  | Walls | New Construction | Basic Wall: C_WAL_CW_Concrete Wall_T_300mm | 01-01-01-15-003-30 | Wall | Cast in Situ |  |  | 155.74 |  | 4.8206
7701026 |  | Walls | New Construction | Basic Wall: C_WAL_CW_Concrete Wall_T_500mm | 01-01-01-15-003-30 | Wall | Cast in Situ |  |  | 155.74 |  | 2.1414
7701041 |  | Walls | New Construction | Basic Wall: C_WAL_CW_Concrete Wall_T_300mm | 01-01-01-15-003-30 | Wall | Cast in Situ |  |  | 155.74 |  | 9.349
7701053 |  | Walls | New Construction | Basic Wall: C_WAL_CW_Concrete Wall_T_300mm | 01-01-01-15-003-30 | Wall | Cast in Situ |  |  | 155.74 |  | 4.6695
7706529 |  | Stairs | New Construction | Cast-In-Place Stair: Monolithic Stair | 01-01-01-16-001-30 | Stair | Cast In Situ |  |  | 153.45
7706712 |  | Stairs | New Construction | Cast-In-Place Stair: Egress Stair 24 | 01-01-01-16-002-30 | Stair | Cast In Situ |  |  | 153.45
7710328 |  | Floors | New Construction | Floor: C_SL_Concrete Slab_T_250mm | 01-01-01-16-003-30 | Suspended Slab | Cast in Situ |  |  | 155 |  | 1.0659
7710351 |  | Floors | New Construction | Floor: C_SL_Concrete Slab_T_250mm | 01-01-01-16-003-30 | Suspended Slab | Cast in Situ |  |  | 155 |  | 0.85116
7743836 |  | Stairs | New Construction | Stair 24: Stair 24 | 01-01-01-16-001-30 | Stair | Cast In Situ |  |  | 153.45 |  | 0.084192
7782191 |  | Structural Framing | Existing - ATC | C_BEA_CB_Concrete Beams_BxH_: 300x1040mm | 01-01-01-07-003-30 | Suspended Beam | Cast in Situ |  |  | 460.63 |  | 1.0578
7782360 |  | Structural Framing | Existing - ATC | C_BEA_CB_Concrete Beams_BxH_: 300x1040mm | 01-01-01-07-003-30 | Suspended Beam | Cast in Situ |  |  | 460.63 |  | 1.0321
7782372 |  | Walls | Existing - ATC | Basic Wall: C_WAL_CW_Concrete Wall Planted_T_200mm | 01-01-01-07-003-30 | Wall | Cast in Situ |  |  | 155.74 |  | 0.29466
7782390 |  | Walls | Existing - ATC | Basic Wall: C_WAL_CW_Concrete Wall Planted_T_200mm | 01-01-01-07-003-30 | Wall | Cast in Situ |  |  | 155.74 |  | 0.27267
7798116 |  | Floors | New Construction | Floor: C_SL_Concrete Slab_T_250mm | 01-01-01-16-003-30 | Suspended Slab | Cast in Situ |  |  | 155 |  | 0.85116
7798135 |  | Floors | New Construction | Floor: C_SL_Concrete Slab_T_150mm | 01-01-01-16-003-30 | Suspended Slab | Cast in Situ |  |  | 155 |  | 0.14642
7798152 |  | Floors | New Construction | Floor: C_SL_Concrete Slab_T_150mm | 01-01-01-16-003-30 | Suspended Slab | Cast in Situ |  |  | 155 |  | 0.14641
7798167 |  | Floors | New Construction | Floor: C_SL_Concrete Slab_T_250mm | 01-01-01-16-003-30 | Suspended Slab | Cast in Situ |  |  | 155 |  | 0.85034
7801806 |  | Floors | New Construction | Floor: C_SL_Concrete Slab_T_250mm | 01-01-01-16-003-30 | Suspended Slab | Cast in Situ |  |  | 155 |  | 0.58876
7801823 |  | Floors | New Construction | Floor: C_SL_Concrete Slab_T_150mm | 01-01-01-16-003-30 | Suspended Slab | Cast in Situ |  |  | 155 |  | 0.14676
7878679 |  | Stairs | New Construction | Stair Flight: Stair Flight | 01-01-01-14-003-30 | Stair | Cast In Situ |  |  | 121.27 |  | 0.41545
7919203 |  | Floors | New Construction | Floor: C_SL_Concrete Slab_T_300mm | 01-01-01-16-003-30 | Suspended Slab | Cast in Situ |  |  | 155 |  | 7.1519
7943768 |  | Walls | New Construction | Walls VOID: Walls VOID
7965117 |  | Walls | New Construction | Basic Wall: C_WAL_CW_Concrete Wall_T_100mm | 01-01-01-15-003-30 | Upstand | Cast in Situ |  |  | 155.74 |  | 0.23262
7966060 |  | Walls | New Construction | Basic Wall: C_WAL_CW_Concrete Wall_T_100mm | 01-01-01-15-003-30 | Upstand | Cast in Situ |  |  | 155.74 |  | 0.013995
7966077 |  | Walls | New Construction | Basic Wall: C_WAL_CW_Concrete Wall_T_100mm | 01-01-01-15-003-30 | Upstand | Cast in Situ |  |  | 155.74 |  | 0.0105
7966094 |  | Walls | New Construction | Basic Wall: C_WAL_CW_Concrete Wall_T_100mm | 01-01-01-15-003-30 | Upstand | Cast in Situ |  |  | 155.74 |  | 0.010219
7966113 |  | Walls | New Construction | Basic Wall: C_WAL_CW_Concrete Wall_T_100mm | 01-01-01-15-003-30 | Upstand | Cast in Situ |  |  | 155.74 |  | 0.17163
7966132 |  | Walls | New Construction | Basic Wall: C_WAL_CW_Concrete Wall_T_100mm | 01-01-01-15-003-30 | Upstand | Cast in Situ |  |  | 155.74 |  | 0.0048784
7966149 |  | Walls | New Construction | Basic Wall: C_WAL_CW_Concrete Wall_T_100mm | 01-01-01-15-003-30 | Upstand | Cast in Situ |  |  | 155.74 |  | 0.012517
7966218 |  | Walls | New Construction | Basic Wall: C_WAL_CW_Concrete Wall_T_100mm | 01-01-01-15-003-30 | Upstand | Cast in Situ |  |  | 155.74 |  | 0.085689
7966604 |  | Generic Models | New Construction | 600 thk corbell: 600 thk corbell | 01-01-01-15-003-30 | Suspended Beam | Cast in Situ |  |  | 460.63 |  | 0.12206
7966844 |  | Structural Columns | Existing - ATC | C_COL_CC_Concrete Columns Square_BxH_: 500x500mm | 01-01-01-15-003-30 | Rectangular Column | Cast in Situ |  |  | 175.83 |  | 1.3875
7966915 |  | Structural Columns | Existing - ATC | C_COL_CC_Concrete Columns Square_BxH_: 500x500mm | 01-01-01-15-003-30 | Rectangular Column | Cast in Situ |  |  | 175.83 |  | 1.3875
7966978 |  | Structural Columns | Existing - ATC | C_COL_CC_Concrete Columns Rectangular_BxH_: 700x700mm | 01-01-01-15-003-30 | Rectangular Column | Cast in Situ |  |  | 175.83 |  | 2.7195
7967083 |  | Structural Columns | Existing - ATC | C_COL_CC_Concrete Columns Rectangular_BxH_: 700x700mm | 01-01-01-15-003-30 | Rectangular Column | Cast in Situ |  |  | 175.83 |  | 2.7195
7967216 |  | Structural Columns | Existing - ATC | C_COL_CC_Concrete Columns Rectangular_BxH_: 700x700mm | 01-01-01-15-003-30 | Rectangular Column | Cast in Situ |  |  | 175.83 |  | 2.744
7968329 |  | Structural Columns | Existing - ATC | C_COL_CC_Concrete Columns Square_BxH_: 500x500mm | 01-01-01-14-003-30 | Rectangular Column | Cast in Situ |  |  | 175.83 |  | 1.475
7968378 |  | Structural Columns | Existing - ATC | C_COL_CC_Concrete Columns Rectangular_BxH_: 500x750mm | 01-01-01-14-003-30 | Rectangular Column | Cast in Situ |  |  | 175.83 |  | 2.2125
7968439 |  | Structural Columns | Existing - ATC | C_COL_CC_Concrete Columns Rectangular_BxH_: 500x750mm | 01-01-01-14-003-30 | Rectangular Column | Cast in Situ |  |  | 175.83 |  | 2.2125
7995400 |  | Floors | Existing - ATC | Floor: C_SL_Concrete Slab_T_200mm | 01-01-01-16-002-30 | Suspended Slab | Cast in Situ |  |  | 155 |  | 2.9431
8030939 |  | Structural Columns | New Construction | Column 14: Column 2 | 01-01-01-16-003-30 | Wall | Cast in Situ |  |  | 155.74 | 31.0064 | 13.7087
8031011 |  | Structural Columns | Existing - ATC | C_COL_CC_Concrete Columns Square_BxH_: 700x700mm | 01-01-01-16-003-30 | Rectangular Column | Cast in Situ |  |  | 175.83 |  | 2.7386
8031016 |  | Structural Columns | Existing - ATC | C_COL_CC_Concrete Columns Square_BxH_: 700x700mm | 01-01-01-16-003-30 | Rectangular Column | Cast in Situ |  |  | 175.83 |  | 2.6951
8031020 |  | Structural Columns | Existing - ATC | C_COL_CC_Concrete Columns Square_BxH_: 700x700mm | 01-01-01-16-003-30 | Rectangular Column | Cast in Situ |  |  | 175.83 |  | 2.744
8031022 |  | Structural Columns | Existing - ATC | C_COL_CC_Concrete Columns Square_BxH_: 700x700mm | 01-01-01-16-003-30 | Rectangular Column | Cast in Situ |  |  | 175.83 |  | 2.744
8031024 |  | Structural Columns | Existing - ATC | C_COL_CC_Concrete Columns Square_BxH_: 700x700mm | 01-01-01-16-003-30 | Rectangular Column | Cast in Situ |  |  | 175.83 |  | 2.744
8031026 |  | Structural Columns | Existing - ATC | C_COL_CC_Concrete Columns Square_BxH_: 700x700mm | 01-01-01-16-003-30 | Rectangular Column | Cast in Situ |  |  | 175.83 |  | 2.695
8031028 |  | Structural Columns | Existing - ATC | C_COL_CC_Concrete Columns Square_BxH_: 700x700mm | 01-01-01-16-003-30 | Rectangular Column | Cast in Situ |  |  | 175.83 |  | 2.695
8031041 |  | Structural Framing | Existing - ATC | C_BEA_CB_Concrete Beams_BxH_: 500x1000mm | 01-01-01-16-003-30 | Suspended Beam | Cast in Situ |  |  | 460.63 |  | 3.418
8031048 |  | Structural Framing | Existing - ATC | C_BEA_CB_Concrete Beams_BxH_: 500x1000mm | 01-01-01-16-003-30 | Suspended Beam | Cast in Situ |  |  | 460.63 |  | 2.5869
8031058 |  | Structural Framing | Existing - ATC | C_BEA_CB_Concrete Beams_BxH_: 500x1000mm | 01-01-01-16-003-30 | Suspended Beam | Cast in Situ |  |  | 460.63 |  | 3.9347
8031082 |  | Structural Framing | Existing - ATC | C_BEA_CB_Concrete Beams_BxH_: 500x1000mm | 01-01-01-16-003-30 | Suspended Beam | Cast in Situ |  |  | 460.63 |  | 1.2577
8031090 |  | Structural Framing | Existing - ATC | C_BEA_CB_Concrete Beams_BxH_: 500x1000mm | 01-01-01-16-003-30 | Suspended Beam | Cast in Situ |  |  | 460.63 |  | 3.3464
8031099 |  | Structural Framing | Existing - ATC | C_BEA_CB_Concrete Beams_BxH_: 500x1000mm | 01-01-01-16-003-30 | Suspended Beam | Cast in Situ |  |  | 460.63 |  | 2.1542
8031108 |  | Structural Framing | Existing - ATC | C_BEA_CB_Concrete Beams_BxH_: 500x1000mm | 01-01-01-16-003-30 | Suspended Beam | Cast in Situ |  |  | 460.63 |  | 2.9385
8031138 |  | Structural Columns | Existing - ATC | Column 15: Column 1 | 01-01-01-16-003-30 | Shear Wall | Cast in Situ |  |  | 123.9 | 60.2865 | 29.649
8032132 |  | Walls | New Construction | Walls 116: Walls 116
8032204 |  | Floors | Existing - ATC | Floor: C_SL_Concrete Slab_T_300mm Pour Strip | 01-01-01-16-003-30 | Suspended Slab | Cast in Situ |  |  | 155 |  | 3.5649
8032224 |  | Structural Framing | Existing - ATC | C_BEA_CB_Concrete Beams_BxH_: 500x1000mm | 01-01-01-15-003-30 | Suspended Beam | Cast in Situ |  |  | 460.63 |  | 2.1164
8032229 |  | Structural Framing | Existing - ATC | C_BEA_CB_Concrete Beams_BxH_: 500x1000mm | 01-01-01-15-003-30 | Suspended Beam | Cast in Situ |  |  | 460.63 |  | 3.4297
8032294 |  | Walls | Existing - ATC | Basic Wall: C_WAL_CW_Concrete Wall_T_1000mm | 01-01-01-15-003-30 | Wall | Cast in Situ |  |  | 155.74 |  | 17.8076
8032304 |  | Walls | Existing - ATC | Basic Wall: C_WAL_CW_Concrete Wall_T_600mm | 01-01-01-15-003-30 | Wall | Cast in Situ |  |  | 155.74 |  | 8.6572
8032306 |  | Walls | Existing - ATC | Basic Wall: C_WAL_CW_Concrete Wall_T_600mm | 01-01-01-15-003-30 | Wall | Cast in Situ |  |  | 155.74 |  | 9.9405
8032339 |  | Walls | Existing - ATC | Basic Wall: C_WAL_CW_Concrete Wall_T_600mm | 01-01-01-15-003-30 | Wall | Cast in Situ |  |  | 155.74 |  | 0.33358
8034525 |  | Stairs | New Construction | Cast-In-Place Stair: ST-03 | 01-01-01-07-003-30 | Stair | Cast In Situ |  |  | 121.27
8035067 |  | Walls | New Construction | Basic Wall: C_WAL_CW_Concrete Wall_T_250mm | 01-01-01-16-003-30 | Upstand | Cast in Situ |  |  | 155.74 |  | 0.36953
8035079 |  | Walls | New Construction | Basic Wall: C_WAL_CW_Concrete Wall_T_250mm | 01-01-01-16-003-30 | Upstand | Cast in Situ |  |  | 155.74 |  | 0.72863
8035089 |  | Walls | New Construction | Basic Wall: C_WAL_CW_Concrete Wall_T_250mm | 01-01-01-16-003-30 | Upstand | Cast in Situ |  |  | 155.74 |  | 0.78014
8035128 |  | Structural Framing | Existing - ATC | C_BEA_CB_Concrete Beams_BxH_: 400x1000mm | 01-01-01-16-004-30 | Suspended Beam | Cast in Situ |  |  | 397.69 |  | 2.1802
8035137 |  | Structural Framing | Existing - ATC | C_BEA_CB_Concrete Beams_BxH_: 400x1000mm | 01-01-01-16-004-30 | Suspended Beam | Cast in Situ |  |  | 397.69 |  | 2.0687
8035140 |  | Structural Framing | Existing - ATC | C_BEA_CB_Concrete Beams_BxH_: 400x1000mm | 01-01-01-16-004-30 | Suspended Beam | Cast in Situ |  |  | 397.69 |  | 2.0685
8035142 |  | Structural Framing | Existing - ATC | C_BEA_CB_Concrete Beams_BxH_: 400x1000mm | 01-01-01-16-004-30 | Suspended Beam | Cast in Situ |  |  | 397.69 |  | 2.0687
8035144 |  | Structural Framing | Existing - ATC | C_BEA_CB_Concrete Beams_BxH_: 400x1000mm | 01-01-01-16-004-30 | Suspended Beam | Cast in Situ |  |  | 397.69 |  | 2.0686
8035146 |  | Structural Framing | Existing - ATC | C_BEA_CB_Concrete Beams_BxH_: 400x1000mm | 01-01-01-16-004-30 | Suspended Beam | Cast in Situ |  |  | 397.69 |  | 2.0406
8035148 |  | Structural Framing | Existing - ATC | C_BEA_CB_Concrete Beams_BxH_: 400x1000mm | 01-01-01-16-004-30 | Suspended Beam | Cast in Situ |  |  | 397.69 |  | 2.1227
8036438 |  | Floors | Existing - ATC | Floor: C_SL_Concrete Slab_T_400mm | 01-01-01-16-003-30 | Suspended Slab | Cast in Situ |  |  | 155 |  | 0.036
8036458 |  | Floors | Existing - ATC | Floor: C_SL_Concrete Slab_T_400mm | 01-01-01-16-003-30 | Suspended Slab | Cast in Situ |  |  | 155 |  | 0.036
8036480 |  | Floors | Existing - ATC | Floor: C_SL_Concrete Slab_T_400mm | 01-01-01-16-003-30 | Suspended Slab | Cast in Situ |  |  | 155 |  | 0.036
8036497 |  | Floors | Existing - ATC | Floor: C_SL_Concrete Slab_T_400mm | 01-01-01-16-003-30 | Suspended Slab | Cast in Situ |  |  | 155 |  | 0.036
8036514 |  | Floors | Existing - ATC | Floor: C_SL_Concrete Slab_T_400mm | 01-01-01-16-003-30 | Suspended Slab | Cast in Situ |  |  | 155 |  | 0.036
8036531 |  | Floors | Existing - ATC | Floor: C_SL_Concrete Slab_T_400mm | 01-01-01-16-003-30 | Suspended Slab | Cast in Situ |  |  | 155 |  | 0.036
8036548 |  | Floors | Existing - ATC | Floor: C_SL_Concrete Slab_T_400mm | 01-01-01-16-003-30 | Suspended Slab | Cast in Situ |  |  | 155 |  | 0.036
8036607 |  | Floors | Existing - ATC | Floor: C_SL_Concrete Slab_T_600mm | 01-01-01-15-003-30 | Suspended Slab | Cast in Situ |  |  | 155 |  | 0.294
8036900 |  | Walls | New Construction | Basic Wall: C_WAL_CW_Concrete Wall_T_100mm | 01-01-01-16-004-30 | Upstand | Cast in Situ |  |  | 163.8 |  | 0.27265
8037323 |  | Walls | New Construction | Basic Wall: C_WAL_CW_Concrete Wall_T_100mm | 01-01-01-16-004-30 | Upstand | Cast in Situ |  |  | 163.8 |  | 0.32936
8037338 |  | Walls | New Construction | Basic Wall: C_WAL_CW_Concrete Wall_T_100mm | 01-01-01-16-004-30 | Upstand | Cast in Situ |  |  | 163.8 |  | 0.2609
8037351 |  | Walls | New Construction | Basic Wall: C_WAL_CW_Concrete Wall_T_100mm | 01-01-01-16-004-30 | Upstand | Cast in Situ |  |  | 163.8 |  | 0.16493
8037364 |  | Walls | New Construction | Basic Wall: C_WAL_CW_Concrete Wall_T_100mm | 01-01-01-16-004-30 | Upstand | Cast in Situ |  |  | 163.8 |  | 0.10908
8050484 |  | Floors | New Construction | Floor: C_SL_Concrete Slab_T_300mm | 01-01-01-16-004-30 | Suspended Slab | Cast in Situ |  |  | 155 |  | 143.6465
8050535 |  | Walls | New Construction | Basic Wall: C_WAL_CW_Concrete Wall_T_100mm | 01-01-01-16-004-30 | Upstand | Cast in Situ |  |  | 163.8 |  | 0.10059
8050600 |  | Structural Framing | Existing - ATC | C_BEA_CB_Concrete Beams_BxH_: 400x1200mm | 01-01-01-15-004-30 | Suspended Beam | Cast in Situ |  |  | 397.69 |  | 2.7692
8050605 |  | Structural Framing | Existing - ATC | C_BEA_CB_Concrete Beams_BxH_: 400x1200mm | 01-01-01-15-004-30 | Suspended Beam | Cast in Situ |  |  | 397.69 |  | 2.988
8050608 |  | Structural Framing | Existing - ATC | C_BEA_CB_Concrete Beams_BxH_: 400x1000mm | 01-01-01-15-004-30 | Suspended Beam | Cast in Situ |  |  | 397.69 |  | 0.91515
8050615 |  | Structural Framing | New Construction | C_BEA_CB_Concrete Beams_BxH_: 600x1000mm | 01-01-01-15-004-30 | Suspended Beam | Cast in Situ |  |  | 397.69 |  | 2.5696
8050639 |  | Structural Framing | Existing - ATC | C_BEA_CB_Concrete Beams_BxH_: 600 x2000mm | 01-01-01-15-004-30 | Suspended Beam | Cast in Situ |  |  | 397.69 |  | 16.231
8152292 |  | Stairs | New Construction | Cast-In-Place Stair: ST-03 | 01-01-01-07-004-30 | Stair | Cast In Situ |  |  | 121.51
8154682 |  | Walls | New Construction | Basic Wall: C_WAL_CW_Concrete Wall_T_100mm | 01-01-01-15-004-30 | Upstand | Cast in Situ |  |  | 163.8 |  | 0.22155
8154688 |  | Walls | New Construction | Basic Wall: C_WAL_CW_Concrete Wall_T_100mm | 01-01-01-15-004-30 | Upstand | Cast in Situ |  |  | 163.8 |  | 0.029997
8154692 |  | Walls | New Construction | Basic Wall: C_WAL_CW_Concrete Wall_T_100mm | 01-01-01-15-004-30 | Upstand | Cast in Situ |  |  | 163.8 |  | 0.059988
8154696 |  | Walls | New Construction | Basic Wall: C_WAL_CW_Concrete Wall_T_100mm | 01-01-01-15-004-30 | Upstand | Cast in Situ |  |  | 163.8 |  | 0.039943
8154894 |  | Walls | New Construction | Basic Wall: C_WAL_CW_Concrete Wall_T_100mm | 01-01-01-15-004-30 | Upstand | Cast in Situ |  |  | 163.8 |  | 0.086251
8229538 |  | Walls | New Construction | Basic Wall: C_WAL_CW_Concrete Wall_T_200mm | 01-01-01-07-005-30 | Wall | Cast in Situ |  |  | 166.6 |  | 0.05
8269436 |  | Walls | Existing - ATC | Basic Wall: C_WAL_CW_Concrete Wall Planted_T_200mm | 01-01-01-16-003-30 | Wall | Cast in Situ |  |  | 155.74 |  | 3.3135
8269438 |  | Walls | Existing - ATC | Basic Wall: C_WAL_CW_Concrete Wall Planted_T_200mm | 01-01-01-16-003-30 | Wall | Cast in Situ |  |  | 155.74 |  | 5.357
8269448 |  | Walls | Existing - ATC | Basic Wall: C_WAL_CW_Concrete Wall_T_500mm | 01-01-01-16-003-30 | Wall | Cast in Situ |  |  | 155.74 |  | 15.3123
8269461 |  | Walls | New Construction | Basic Wall: C_WAL_CW_Concrete Wall_T_500mm | 01-01-01-16-003-30 | Wall | Cast in Situ |  |  |  |  | 0
8269472 |  | Walls | Existing - ATC | Basic Wall: C_WAL_CW_Concrete Wall_T_500mm | 01-01-01-16-003-30 | Wall | Cast in Situ |  |  | 155.74 |  | 22.9849
8269499 |  | Floors | Existing - ATC | Floor: C_SL_Concrete Slab_T_400mm | 01-01-01-16-003-30 | Suspended Slab | Cast in Situ |  |  | 155 |  | 11.0134
8269611 |  | Walls | New Construction | Walls 118: Walls 118 | 01-01-01-16-003-30
8269614 |  | Walls | Existing - ATC | Basic Wall: C_WAL_CW_Concrete Wall_T_400mm | 01-01-01-16-003-30 | Wall | Cast in Situ |  |  | 155.74 |  | 13.3444
8269633 |  | Walls | Existing - ATC | Walls 119: Walls 119 | 01-01-01-16-003-30
8507255 |  | Generic Models | New Construction | ATC_STR Vertical Opening (Rectangle): ATC_STR Vertical Opening (Rectangle)
8590889 |  | Walls | New Construction | Basic Wall: C_WAL_CW_Concrete Wall_T_100mm | 01-01-01-15-004-30 | Upstand | Cast in Situ |  |  | 163.8 |  | 0.13334
8600744 |  | Walls | New Construction | Basic Wall: C_WAL_CW_Concrete Wall_T_100mm | 01-01-01-15-003-30 | Upstand | Cast in Situ |  |  | 155.74 |  | 0.05012
8600758 |  | Walls | New Construction | Basic Wall: C_WAL_CW_Concrete Wall_T_100mm | 01-01-01-15-003-30 | Upstand | Cast in Situ |  |  | 155.74 |  | 0.17948
8606885 |  | Structural Framing | Existing - ATC | C_BEA_CB_Concrete Beams_BxH_: 800x1200mm | 01-01-01-07-005-30 | Suspended Beam | Cast in Situ |  |  | 267.07 |  | 4.6584
8697269 |  | Floors | Existing - ATC | Floor: C_SL_Concrete Slab_T_150mm | 01-01-01-15-003-30 | Suspended Slab | Cast in Situ |  |  | 155 |  | 0.0735
8697287 |  | Floors | Existing - ATC | Floor: C_SL_Concrete Slab_T_250mm | 01-01-01-15-003-30 | Suspended Slab | Cast in Situ |  |  | 155 |  | 0.1225
8697304 |  | Floors | Existing - ATC | Floor: C_SL_Concrete Slab_T_250mm | 01-01-01-15-003-30 | Suspended Slab | Cast in Situ |  |  | 155 |  | 0.49
8703754 |  | Floors | New Construction | Floor: C_SL_Concrete Slab_T_765mm | 01-01-01-14-005-30 | Suspended Slab | Cast in Situ |  |  | 155 |  | 1.608
8703763 |  | Floors | New Construction | Floor: C_SL_Concrete Slab_T_300mm | 01-01-01-14-005-30 | Suspended Slab | Cast in Situ |  |  | 155 |  | 1.5467
8704288 |  | Generic Models | New Construction | Floors 14: Floors 14 | 01-01-01-14-005-30 | Suspended Beam | Cast in Situ |  |  |  |  | 0.15942
8704364 |  | Floors | New Construction | Floor: C_SL_Concrete Slab_T_765mm | 01-01-01-14-005-30 | Suspended Slab | Cast in Situ |  |  | 155 |  | 1.7752
8704372 |  | Floors | New Construction | Floor: C_SL_Concrete Slab_T_300mm | 01-01-01-14-005-30 | Suspended Slab | Cast in Situ |  |  | 155 |  | 1.612
8704415 |  | Generic Models | New Construction | Floors 16: Floors 14 | 01-01-01-14-005-30 | Suspended Beam | Cast in Situ |  |  |  |  | 0.16055
8707563 |  | Floors | New Construction | Floor: C_SL_Concrete Slab_T_200mm | 01-01-01-15-003-30 | Suspended Slab | Cast in Situ |  |  | 155 |  | 8.5843
8715120 |  | Floors | Existing - ATC | Floor: C_SL_Concrete Slab_T_250mm | 01-01-01-15-003-30 | Suspended Slab | Cast in Situ |  |  | 155 |  | 2.5659
8723922 |  | Floors | New Construction | Floor: C_SL_Concrete Slab_T_200mm | 01-01-01-15-005-30 | Suspended Slab | Cast in Situ |  |  | 155 |  | 3.7687
8774072 |  | Generic Models | New Construction | ATC_General Surface Opening (Rectangle): ATC_General Surface Opening (Rectangle)
8774582 |  | Generic Models | New Construction | ATC_General Surface Opening (Rectangle): ATC_General Surface Opening (Rectangle)
8775618 |  | Floors | Existing - ATC | Floor: C_SL_Concrete Slab_T_450mm Pour Strip | 01-01-01-15-003-30 | Suspended Slab | Cast in Situ |  |  | 155 |  | 4.2191
8799814 |  | Floors | New Construction | Pour Strip: Pour Strip
8882444 |  | Walls | New Construction | Basic Wall: C_WAL_CW_Concrete Wall_T_100mm | 01-01-01-14-005-30 | Upstand | Cast in Situ |  |  | 166.6 |  | 0.022031
9001536 |  | Walls | New Construction | Basic Wall: C_WAL_CW_Concrete Wall_T_400mm | 01-01-01-16-004-30 | Wall | Cast in Situ |  |  | 163.8 |  | 42.2541
9001538 |  | Walls | Existing - ATC | Basic Wall: C_WAL_CW_Concrete Wall_T_400mm | 01-01-01-16-004-30 | Wall | Cast in Situ |  |  | 163.8 |  | 9.2666
9067336 |  | Generic Models | New Construction | ATC_STR Vertical Opening (Rectangle): ATC_STR Vertical Opening (Rectangle)
9072668 |  | Generic Models | New Construction | ATC_STR Vertical Opening (Round): ATC_STR Vertical Opening (Round)
9072680 |  | Generic Models | New Construction | ATC_STR Vertical Opening (Rectangle): ATC_STR Vertical Opening (Rectangle)
9118220 |  | Generic Models | New Construction | ATC_STR Vertical Opening (Rectangle): ATC_STR Vertical Opening (Rectangle)
9118229 |  | Generic Models | New Construction | ATC_STR Vertical Opening (Rectangle): ATC_STR Vertical Opening (Rectangle)
9118240 |  | Generic Models | New Construction | ATC_STR Vertical Opening (Rectangle): ATC_STR Vertical Opening (Rectangle)
9118250 |  | Generic Models | New Construction | ATC_STR Vertical Opening (Round): Ø200
9118270 |  | Generic Models | New Construction | ATC_STR Vertical Opening (Round): Ø50
9118276 |  | Generic Models | New Construction | ATC_STR Vertical Opening (Round): Ø50
9118282 |  | Generic Models | New Construction | ATC_STR Vertical Opening (Round): Ø50
9118287 |  | Generic Models | New Construction | ATC_STR Vertical Opening (Round): Ø50
9118295 |  | Generic Models | New Construction | ATC_STR Vertical Opening (Round): Ø50
9118300 |  | Generic Models | New Construction | ATC_STR Vertical Opening (Round): Ø50
9118328 |  | Generic Models | New Construction | ATC_STR Vertical Opening (Round): Ø50
9118337 |  | Generic Models | New Construction | ATC_STR Vertical Opening (Round): Ø50
9118342 |  | Generic Models | New Construction | ATC_STR Vertical Opening (Round): Ø50
9118350 |  | Generic Models | New Construction | ATC_STR Vertical Opening (Round): Ø50
9118358 |  | Generic Models | New Construction | ATC_STR Vertical Opening (Round): Ø50
9118363 |  | Generic Models | New Construction | ATC_STR Vertical Opening (Round): Ø50
9118368 |  | Generic Models | New Construction | ATC_STR Vertical Opening (Rectangle): ATC_STR Vertical Opening (Rectangle)
9118377 |  | Generic Models | New Construction | ATC_STR Vertical Opening (Rectangle): ATC_STR Vertical Opening (Rectangle)
9126300 |  | Generic Models | New Construction | ATC_STR Vertical Opening (Rectangle): ATC_STR Vertical Opening (Rectangle)
9126311 |  | Generic Models | New Construction | ATC_STR Vertical Opening (Round): Ø50
9126316 |  | Generic Models | New Construction | ATC_STR Vertical Opening (Round): Ø50
9126321 |  | Generic Models | New Construction | ATC_STR Vertical Opening (Round): Ø50
9126326 |  | Generic Models | New Construction | ATC_STR Vertical Opening (Rectangle): ATC_STR Vertical Opening (Rectangle)
9126336 |  | Generic Models | New Construction | ATC_STR Vertical Opening (Rectangle): ATC_STR Vertical Opening (Rectangle)
9126380 |  | Walls | New Construction | Walls VOID 8: Walls VOID 8 | 01-01-01-15-004-30
9134773 |  | Generic Models | New Construction | ATC_STR Vertical Opening (Round): Ø100
9134781 |  | Generic Models | New Construction | ATC_General Surface Opening (Rectangle): ATC_General Surface Opening (Rectangle)
9134797 |  | Generic Models | New Construction | ATC_STR Vertical Opening (Round): Ø100
9134806 |  | Generic Models | New Construction | ATC_STR Vertical Opening (Round): Ø100
9134823 |  | Generic Models | New Construction | ATC_General Surface Opening (Rectangle): ATC_General Surface Opening (Rectangle)
9134839 |  | Generic Models | New Construction | ATC_General Surface Opening (Rectangle): ATC_General Surface Opening (Rectangle)
9134850 |  | Generic Models | New Construction | ATC_General Surface Opening (Rectangle): ATC_General Surface Opening (Rectangle)
9134875 |  | Generic Models | New Construction | ATC_STR Vertical Opening (Round): Ø80
9134885 |  | Generic Models | New Construction | ATC_General Surface Opening (Rectangle): ATC_General Surface Opening (Rectangle)
9134886 |  | Generic Models | New Construction | ATC_General Surface Opening (Rectangle): ATC_General Surface Opening (Rectangle)
9134924 |  | Generic Models | New Construction | ATC_STR Vertical Opening (Round): Ø100
9134925 |  | Generic Models | New Construction | ATC_STR Vertical Opening (Round): Ø100
9134926 |  | Generic Models | New Construction | ATC_STR Vertical Opening (Round): Ø100
9137394 |  | Floors | New Construction | GA-2A-ST-15: GA-2A-ST-15 | 01-01-01-07-005-30
9139575 |  | Generic Models | New Construction | ATC_STR Vertical Opening (Round): Ø100
9139851 |  | Floors | New Construction | Floor: C_SL_Concrete Slab_T_150mm | 01-01-01-07-003-30 | Suspended Slab | Cast in Situ |  |  | 155 |  | 0.14676
9139858 |  | Floors | New Construction | Floor: C_SL_Concrete Slab_T_250mm | 01-01-01-07-003-30 | Suspended Slab | Cast in Situ |  |  | 155 |  | 1.2136
9139956 |  | Floors | New Construction | Floor: C_SL_Concrete Slab_T_150mm | 01-01-01-07-001-30 | Suspended Slab | Cast in Situ |  |  | 155 |  | 0.14642
9139962 |  | Floors | New Construction | Floor: C_SL_Concrete Slab_T_250mm | 01-01-01-07-001-30 | Suspended Slab | Cast in Situ |  |  | 155 |  | 0.70274
9140040 |  | Floors | New Construction | Floor: C_SL_Concrete Slab_T_150mm | 01-01-01-07-002-30 | Suspended Slab | Cast in Situ |  |  | 155 |  | 0.14729
9140046 |  | Floors | New Construction | Floor: C_SL_Concrete Slab_T_250mm | 01-01-01-07-002-30 | Suspended Slab | Cast in Situ |  |  | 155 |  | 0.70274
9140055 |  | Floors | New Construction | Floor: C_SL_Concrete Slab_T_150mm | 01-01-01-07-003-30 | Suspended Slab | Cast in Situ |  |  | 155 |  | 0.14729
9140061 |  | Floors | New Construction | Floor: C_SL_Concrete Slab_T_250mm | 01-01-01-07-003-30 | Suspended Slab | Cast in Situ |  |  | 155 |  | 0.70274
9140069 |  | Floors | New Construction | Floor: C_SL_Concrete Slab_T_150mm | 01-01-01-07-004-30 | Suspended Slab | Cast in Situ |  |  | 155 |  | 0.14703
9140075 |  | Floors | New Construction | Floor: C_SL_Concrete Slab_T_250mm | 01-01-01-07-004-30 | Suspended Slab | Cast in Situ |  |  | 155 |  | 0.70274
9140084 |  | Floors | New Construction | Floor: C_SL_Concrete Slab_T_150mm | 01-01-01-07-003-30 | Suspended Slab | Cast in Situ |  |  | 155 |  | 0.14729
9140091 |  | Floors | New Construction | Floor: C_SL_Concrete Slab_T_250mm | 01-01-01-07-003-30 | Suspended Slab | Cast in Situ |  |  | 155 |  | 1.2136
9140098 |  | Floors | New Construction | Floor: C_SL_Concrete Slab_T_150mm | 01-01-01-07-004-30 | Suspended Slab | Cast in Situ |  |  | 155 |  | 0.14615
9140105 |  | Floors | New Construction | Floor: C_SL_Concrete Slab_T_250mm | 01-01-01-07-004-30 | Suspended Slab | Cast in Situ |  |  | 155 |  | 1.2136
9156478 |  | Generic Models | New Construction | ATC_General Surface Opening (Rectangle): ATC_General Surface Opening (Rectangle)
9156489 |  | Generic Models | New Construction | ATC_General Surface Opening (Rectangle): ATC_General Surface Opening (Rectangle)
9157085 |  | Floors | New Construction | GA-2A-ST-20: GA-2A-ST-20 | 01-01-01-07-005-30
9158820 |  | Generic Models | New Construction | ATC_STR Vertical Opening (Rectangle): ATC_STR Vertical Opening (Rectangle)
9164706 |  | Generic Models | New Construction | ATC_Floor Opening (Rectangle).0001: ATC_Floor Opening (Rectangle).0001
9164721 |  | Generic Models | New Construction | ATC_Floor Opening (Rectangle).0001: ATC_Floor Opening (Rectangle).0001
9164775 |  | Generic Models | New Construction | ATC_Floor Opening (Round): Ø 100
9197678 |  | Floors | Existing - ATC | Floor: C_SL_Concrete Slab_T_300mm | 01-01-01-07-003-30 | Suspended Slab | Cast in Situ |  |  | 155 |  | 0.108
9197698 |  | Floors | New Construction | Floor: C_SL_Concrete Slab_T_300mm | 01-01-01-07-003-30 | Suspended Slab | Cast in Situ |  |  | 155 |  | 0.081
9197717 |  | Floors | Existing - ATC | Floor: C_SL_Concrete Slab_T_300mm | 01-01-01-07-003-30 | Suspended Slab | Cast in Situ |  |  | 155 |  | 0.108
9197726 |  | Floors | Existing - ATC | Floor: C_SL_Concrete Slab_T_300mm | 01-01-01-07-003-30 | Suspended Slab | Cast in Situ |  |  | 155 |  | 0.081
9197753 |  | Walls | Existing - ATC | Basic Wall: C_WAL_CW_Concrete Wall_T_350mm | 01-01-01-07-003-30 | Wall | Cast in Situ |  |  | 155.74 |  | 6.7725
9197761 |  | Walls | Existing - ATC | Basic Wall: C_WAL_CW_Concrete Wall_T_350mm | 01-01-01-07-003-30 | Wall | Cast in Situ |  |  | 155.74 |  | 3.402
9197797 |  | Walls | Existing - ATC | Basic Wall: C_WAL_CW_Concrete Wall_T_350mm | 01-01-01-07-003-30 | Wall | Cast in Situ |  |  | 155.74 |  | 5.355
9197801 |  | Walls | Existing - ATC | Basic Wall: C_WAL_CW_Concrete Wall_T_350mm | 01-01-01-07-004-30 | Wall | Cast in Situ |  |  | 163.8 |  | 5.19
9197820 |  | Walls | Existing - ATC | Basic Wall: C_WAL_CW_Concrete Wall_T_350mm | 01-01-01-07-004-30 | Wall | Cast in Situ |  |  | 163.8 |  | 1.8517
9197875 |  | Walls | Existing - ATC | Basic Wall: C_WAL_CW_Concrete Wall_T_350mm | 01-01-01-07-001-30 | Wall | Cast in Situ |  |  | 132.04 |  | 4.998
9197893 |  | Walls | Existing - ATC | Basic Wall: C_WAL_CW_Concrete Wall_T_350mm | 01-01-01-07-002-30 | Wall | Cast in Situ |  |  | 119.75 |  | 3.332
9209403 |  | Generic Models | New Construction | ATC_STR Vertical Opening (Rectangle): 150x150x100
9209413 |  | Generic Models | New Construction | ATC_STR Vertical Opening (Round with Depth): Ø60
9209448 |  | Generic Models | New Construction | ATC_STR Vertical Opening (Rectangle): 125x125x100
9209463 |  | Structural Framing | New Construction | C_BEA_CB_Concrete Beams_BxH_: 400x875mm | 01-01-01-14-005-30 | Suspended Beam | Cast in Situ |  |  | 267.07 |  | 1.358
9209486 |  | Floors | New Construction | Floor: C_SL_Concrete Slab_T_175mm | 01-01-01-14-005-30 | Suspended Slab | Cast in Situ |  |  | 155 |  | 0.40058
9209619 |  | Generic Models | New Construction | ATC_STR Vertical Opening (Round with Depth): Ø60
9224378 |  | Generic Models | New Construction | ATC_Floor Opening: 250 x 250 x 300
9224387 |  | Generic Models | New Construction | ATC_Floor Opening: 250 x 250 x 300
9224396 |  | Generic Models | New Construction | ATC_STR Vertical Opening (Round): Ø80
9224402 |  | Generic Models | New Construction | ATC_STR Vertical Opening (Round): Ø80
9224414 |  | Generic Models | New Construction | ATC_Floor Opening: 250 x 250 x 300
9224423 |  | Generic Models | New Construction | ATC_Floor Opening: 250 x 250 x 300
9224438 |  | Generic Models | New Construction | ATC_Floor Opening: 250 x 250 x 300
9224451 |  | Generic Models | New Construction | ATC_STR Vertical Opening (Round): Ø80
9224945 |  | Walls | New Construction | Basic Wall: C_WAL_CW_Concrete Wall_T_600mm | 01-01-01-15-003-30 | Wall | Cast in Situ |  |  | 155.74 |  | 5.1395
9225802 |  | Walls | Existing - ATC | Basic Wall: C_WAL_CW_Concrete Wall_T_600mm | 01-01-01-15-004-30 | Wall | Cast in Situ |  |  | 163.8 |  | 2.448
9236929 |  | Generic Models | New Construction | ATC_STR Vertical Opening (Rectangle): 250X250
9246342 |  | Generic Models | New Construction | ATC_STR Vertical Opening (Rectangle): ATC_STR Vertical Opening (Rectangle)
9246406 |  | Walls | Existing - ATC | Walls 132: Walls 129 | 01-01-01-16-002-30 | Wall | Cast in Situ |  |  | 119.75 | 1.7655 | 0.30896
9246528 |  | Walls | New Construction | Walls 133: Walls 130 | 01-01-01-07-002-30
9258824 |  | Walls | New Construction | Basic Wall: C_WAL_CW_Concrete Wall_T_200mm | 01-01-01-07-005-30 | Wall | Cast in Situ |  |  | 166.6 |  | 0.09
9310033 |  | Walls | Existing - ATC | Basic Wall: C_WAL_CW_Concrete Wall_T_600mm | 01-01-01-16-003-30 | Wall | Cast in Situ |  |  | 155.74 |  | 15.9116
9314895 |  | Walls | New Construction | Basic Wall: C_WAL_CW_White Concrete Wall_T_175mm | 01-01-01-14-005-30 | Upstand | Cast in Situ |  |  | 166.6 |  | 0.093095
9314911 |  | Walls | New Construction | Basic Wall: C_WAL_CW_White Concrete Wall_T_175mm | 01-01-01-07-005-30 | Upstand | Cast in Situ |  |  | 166.6 |  | 0.14172
9314915 |  | Walls | New Construction | Basic Wall: C_WAL_CW_White Concrete Wall_T_175mm | 01-01-01-07-005-30 | Upstand | Cast in Situ |  |  | 166.6 |  | 0.15853
9328983 |  | Walls | New Construction | Basic Wall: C_WAL_CW_Concrete Wall_T_100mm | 01-01-01-15-004-30 | Upstand | Cast in Situ |  |  | 163.8 |  | 0.099
9331468 |  | Walls | New Construction | Void_Wall: Void_Wall
9332487 |  | Generic Models | New Construction | ATC_STR Vertical Opening (Round): Ø100
9336094 |  | Walls | New Construction | Basic Wall: C_WAL_CW_Concrete Wall_T_100mm | 01-01-01-07-005-30 | Upstand | Cast in Situ |  |  | 166.6 |  | 0.57466
9336995 |  | Walls | New Construction | Basic Wall: C_WAL_CW_Concrete Wall_T_100mm | 01-01-01-07-005-30 | Upstand | Cast in Situ |  |  | 166.6 |  | 0.21354
9337193 |  | Walls | New Construction | Basic Wall: C_WAL_CW_Concrete Wall_T_100mm | 01-01-01-07-005-30 | Upstand | Cast in Situ |  |  | 166.6 |  | 0.012623
9337697 |  | Walls | New Construction | Basic Wall: C_WAL_CW_Concrete Wall_T_100mm | 01-01-01-16-005-30 | Upstand | Cast in Situ |  |  | 166.6 |  | 0.01799
9341446 |  | Generic Models | New Construction | ATC_STR Vertical Opening (Rectangle): ATC_STR Vertical Opening (Rectangle)
9341669 |  | Walls | Existing - ATC | Walls 135: Walls 128 | 01-01-01-16-003-30 | Wall | Cast in Situ |  |  | 155.74 | 32.2591 | 8.0662
9344940 |  | Generic Models | New Construction | ATC_Floor Opening (Round): Ø 50
9344941 |  | Generic Models | New Construction | ATC_Floor Opening (Round): Ø 50
9344996 |  | Generic Models | New Construction | ATC_Floor Opening (Round): Ø 50
9345051 |  | Generic Models | New Construction | ATC_Floor Opening (Round): Ø 50
9345191 |  | Generic Models | New Construction | ATC_Floor Opening (Round): Ø 50
9347429 |  | Generic Models | New Construction | ATC_Floor Opening (Round): Ø 100
9348007 |  | Generic Models | New Construction | ATC_Floor Opening (Round): Ø 100
9374730 |  | Walls | New Construction | Basic Wall: C_WAL_CW_Concrete Wall_T_500mm | 01-01-01-16-005-30 | Wall | Cast in Situ |  |  | 166.6 |  | 23.7848
9374732 |  | Walls | New Construction | Basic Wall: C_WAL_CW_Concrete Wall_T_400mm | 01-01-01-16-005-30 | Wall | Cast in Situ |  |  | 166.6 |  | 12.0528
9378785 |  | Structural Framing | Existing - ATC | C_BEA_CB_Concrete Beams_BxH_: 800x2640mm | 01-01-01-07-005-30 | Suspended Beam | Cast in Situ |  |  | 267.07 |  | 5.1621
9398499 |  | Stairs | New Construction | Cast-In-Place Stair: Mass Concrete Steps STAIR16 | 01-01-01-14-006-30 | Stair | Cast In Situ |  |  | 121.51
9400847 |  | Generic Models | New Construction | ATC_STR Vertical Opening (Rectangle): 125x125x100
9400856 |  | Generic Models | New Construction | ATC_STR Vertical Opening (Rectangle): 125x125x100
9400872 |  | Generic Models | New Construction | ATC_STR Vertical Opening (Round): Ø80
9400918 |  | Generic Models | New Construction | ATC_General Surface Opening (Rectangle): ATC_General Surface Opening (Rectangle)
9400928 |  | Generic Models | New Construction | ATC_General Surface Opening (Rectangle): ATC_General Surface Opening (Rectangle)
9420967 |  | Generic Models | New Construction | ATC_General Surface Opening (Rectangle): ATC_General Surface Opening (Rectangle)
9420994 |  | Generic Models | New Construction | ATC_General Surface Opening (Rectangle): ATC_General Surface Opening (Rectangle)
9421008 |  | Generic Models | New Construction | ATC_STR_VERTICAL OPENING (ROUND): ATC_STR_VERTICAL OPENING (ROUND)
9421014 |  | Generic Models | New Construction | ATC_STR_VERTICAL OPENING (ROUND): ATC_STR_VERTICAL OPENING (ROUND)
9421019 |  | Generic Models | New Construction | ATC_STR_VERTICAL OPENING (ROUND): ATC_STR_VERTICAL OPENING (ROUND)
9421043 |  | Generic Models | New Construction | Walls 144: Walls 136
9421049 |  | Generic Models | New Construction | ATC_STR_VERTICAL OPENING (ROUND): ATC_STR_VERTICAL OPENING (ROUND)
9421080 |  | Generic Models | New Construction | ATC_STR_VERTICAL OPENING (ROUND): ATC_STR_VERTICAL OPENING (ROUND)
9421087 |  | Generic Models | New Construction | ATC_STR_VERTICAL OPENING (ROUND): ATC_STR_VERTICAL OPENING (ROUND)
9421131 |  | Generic Models | New Construction | Walls 146: Walls 138
9421171 |  | Generic Models | New Construction | ATC_STR Vertical Opening (Round): Ø50
9425084 |  | Generic Models | New Construction | ATC_STR Vertical Opening (Rectangle).0030: 500X400
9425106 |  | Generic Models | New Construction | ATC_STR Vertical Opening (Rectangle): 550X900
9425110 |  | Generic Models | New Construction | ATC_STR Vertical Opening (Rectangle).0030: 500X400
9425121 |  | Generic Models | New Construction | ATC_STR Vertical Opening (Round): Ø100
9425122 |  | Generic Models | New Construction | ATC_STR Vertical Opening (Rectangle).0030: 500X400
9425131 |  | Generic Models | New Construction | ATC_STR Vertical Opening (Rectangle).0030: 500X400
9425241 |  | Generic Models | New Construction | GA-2H-ST-26: GA-2H-ST-26
9425297 |  | Generic Models | New Construction | GA-2H-ST-21: GA-2H-ST-21
9425355 |  | Generic Models | New Construction | GA-2H-ST-19: GA-2H-ST-19
9425413 |  | Generic Models | New Construction | GA-2H-ST-07: GA-2H-ST-07
9425414 |  | Generic Models | New Construction | ATC_Floor Opening: 800 x 200 x 300
9425423 |  | Generic Models | New Construction | ATC_Floor Opening (Round): Ø 100
9425424 |  | Generic Models | New Construction | ATC_Floor Opening (Round): Ø 80
9425610 |  | Generic Models | New Construction | ATC_STR Vertical Opening (Rectangle): 200x200x500
9425825 |  | Generic Models | New Construction | ATC_STR Vertical Opening (Round): Ø50
9426525 |  | Generic Models | New Construction | ATC_STR Vertical Opening (Round): Ø100
9426531 |  | Generic Models | New Construction | ATC_STR Vertical Opening (Round): Ø100
9426594 |  | Generic Models | New Construction | ATC_STR Vertical Opening (Rectangle).0030: 250x200
9429762 |  | Generic Models | New Construction | ATC_Floor Opening (Round): Ø 100
9429767 |  | Generic Models | New Construction | ATC_Floor Opening: 300 x 1200 x 500
9429768 |  | Generic Models | New Construction | ATC_Floor Opening: 2350 x 1450 x 300
9429789 |  | Generic Models | New Construction | ATC_Floor Opening: 2410 x 3315 x 300
9429790 |  | Generic Models | New Construction | ATC_Floor Opening: 300 x 700 x 400
9429791 |  | Generic Models | New Construction | ATC_Floor Opening: 400 x 600 x 500
9429815 |  | Generic Models | New Construction | ATC_Floor Opening: 800 x 250 x 400
9430097 |  | Generic Models | New Construction | ATC_Floor Opening: 200 x 200 x 300
9430289 |  | Generic Models | New Construction | ATC_Floor Opening: 200 x 200 x 300
9432223 |  | Walls | New Construction | Basic Wall: C_WAL_CW_Concrete Wall_T_100mm | 01-01-01-15-004-30 | Upstand | Cast in Situ |  |  | 163.8 |  | 0.11024
9432371 |  | Walls | New Construction | Basic Wall: C_WAL_CW_Concrete Wall_T_100mm | 01-01-01-15-004-30 | Upstand | Cast in Situ |  |  | 163.8 |  | 0.11105
9432990 |  | Walls | New Construction | Basic Wall: C_WAL_CW_Concrete Wall_T_100mm | 01-01-01-15-004-30 | Upstand | Cast in Situ |  |  | 163.8 |  | 0.12138
9433240 |  | Walls | New Construction | Basic Wall: C_WAL_CW_Concrete Wall_T_100mm | 01-01-01-15-004-30 | Upstand | Cast in Situ |  |  | 163.8 |  | 0.073911
9438567 |  | Walls | New Construction | Basic Wall: C_WAL_CW_Concrete Wall Planted_T_250mm | 01-01-01-07-006-30 | Wall | Cast in Situ |  |  | 175.03 |  | 0.3483
9438589 |  | Walls | New Construction | Basic Wall: C_WAL_CW_Concrete Wall Planted_T_250mm | 01-01-01-14-006-30 | Wall | Cast in Situ |  |  | 175.03 |  | 0.23387
9438647 |  | Walls | New Construction | Basic Wall: C_WAL_CW_Concrete Wall Planted_T_300mm | 01-01-01-07-006-30 | Wall | Cast in Situ |  |  | 175.03 |  | 0.68716
9439107 |  | Generic Models | New Construction | ATC_STR Vertical Opening (Rectangle): 550X550
9439125 |  | Generic Models | New Construction | ATC_STR Vertical Opening (Rectangle): 200x100x500
9439154 |  | Generic Models | New Construction | ATC_STR Vertical Opening (Round): Ø50
9442609 |  | Generic Models | New Construction | ATC_STR Vertical Opening (Rectangle): 125x125x100
9444169 |  | Walls | New Construction | Basic Wall: C_WAL_PW_Planted Wall_T_300mm | 01-01-01-14-005-30 | White Wall | Cast in Situ |  |  | 242.54 |  | 0.35644
9448022 |  | Walls | New Construction | Basic Wall: C_WAL_CW_Concrete Wall_T_200mm | 01-01-01-15-004-30 | Wall | Cast in Situ |  |  | 163.8 |  | 0.1416
9449057 |  | Floors | New Construction | Floors 27: Floors 27
9449240 |  | Floors | New Construction | Floors 28: Floors 28
9449329 |  | Floors | New Construction | Floors 29: Floors 29
9453393 |  | Walls | New Construction | Basic Wall: C_WAL_CW_Concrete Wall_T_100mm | 01-01-01-15-004-30 | Upstand | Cast in Situ |  |  | 163.8 |  | 0.044317
9453405 |  | Walls | New Construction | Basic Wall: C_WAL_CW_Concrete Wall_T_100mm | 01-01-01-15-004-30 | Upstand | Cast in Situ |  |  | 163.8 |  | 0.08119
9453407 |  | Walls | New Construction | Basic Wall: C_WAL_CW_Concrete Wall_T_100mm | 01-01-01-15-004-30 | Upstand | Cast in Situ |  |  | 163.8 |  | 0.029109
9454437 |  | Floors | Existing - ATC | Floor: C_SL_Concrete Slab_T_150mm | 01-01-01-15-003-30 | Suspended Slab | Cast in Situ |  |  | 155 |  | 0.0735
9455065 |  | Walls | New Construction | Basic Wall: C_WAL_PW_Planted Wall_T_300mm | 01-01-01-14-005-30 | White Wall | Cast in Situ |  |  | 242.54 |  | 3.8044
9455073 |  | Walls | New Construction | Basic Wall: C_WAL_CW_White Concrete Wall Planted_T_400mm | 01-01-01-14-005-30 | White Wall | Cast in Situ |  |  | 242.54 |  | 0.69961
9455091 |  | Generic Models | New Construction | Void_02H GA_3: Void_02H GA_3
9455106 |  | Generic Models | New Construction | Void_02H GA_4: Void_02H GA_4
9455125 |  | Generic Models | New Construction | Void_02H GA_5: Void_02H GA_5
9456849 |  | Walls | New Construction | Basic Wall: C_WAL_CW_White Concrete Wall_T_175mm | 01-01-01-14-005-30 | Upstand | Cast in Situ |  |  | 166.6 |  | 0.3141
9456863 |  | Walls | New Construction | Basic Wall: C_WAL_CW_White Concrete Wall_T_175mm | 01-01-01-14-005-30 | Upstand | Cast in Situ |  |  | 166.6 |  | 0.092829
9456879 |  | Walls | New Construction | Basic Wall: C_WAL_CW_White Concrete Wall_T_175mm | 01-01-01-14-005-30 | Upstand | Cast in Situ |  |  | 166.6 |  | 0.066806
9456889 |  | Walls | New Construction | Basic Wall: C_WAL_CW_White Concrete Wall_T_175mm | 01-01-01-14-005-30 | Upstand | Cast in Situ |  |  | 166.6 |  | 0.21577
9459246 |  | Structural Framing | New Construction | C_BEA_CB_Concrete Beams_BxH_: 400 x 875 CON-101 | 01-01-01-14-005-30 | Suspended Beam | Cast in Situ |  |  | 267.07 |  | 1.3892
9459829 |  | Walls | New Construction | Basic Wall: C_WAL_PW_Planted Wall_T_400mm | 01-01-01-14-005-30 | Wall | Cast in Situ |  |  | 166.6 |  | 0.078553
9460771 |  | Structural Framing | New Construction | C_BEA_CB_Concrete Beams_BxH_: 1150x1300mm | 01-01-01-14-006-30 | Suspended Beam | Cast in Situ |  |  | 333.51 |  | 15.643
9461276 |  | Walls | New Construction | Basic Wall: C_WAL_CW_White Concrete Wall_T_175mm | 01-01-01-14-005-30 | Upstand | Cast in Situ |  |  | 166.6 |  | 0.23289
9462789 |  | Floors | Existing - ATC | Floor: C_SL_Concrete Slab_T_300mm | 01-01-01-14-005-30 | Suspended Slab | Cast in Situ |  |  | 155 |  | 11.5945
9462841 |  | Floors | New Construction | Floor: C_SL_Concrete Slab_T_300mm | 01-01-01-14-005-30 | Suspended Slab | Cast in Situ |  |  | 155 |  | 7.2529
9462920 |  | Floors | Existing - ATC | Floor: C_SL_Concrete Slab_T_300mm | 01-01-01-14-005-30 | Suspended Slab | Cast in Situ |  |  | 155 |  | 10.0642
9463025 |  | Generic Models | New Construction | ATC_STR Vertical Opening (Round): ATC_STR Vertical Opening (Round)
9463033 |  | Generic Models | New Construction | ATC_STR Vertical Opening (Round): ATC_STR Vertical Opening (Round)
9463038 |  | Generic Models | New Construction | ATC_STR Vertical Opening (Round): ATC_STR Vertical Opening (Round)
9463043 |  | Generic Models | New Construction | ATC_STR Vertical Opening (Round): ATC_STR Vertical Opening (Round)
9463044 |  | Generic Models | New Construction | ATC_STR Vertical Opening (Round): ATC_STR Vertical Opening (Round)
9463053 |  | Generic Models | New Construction | ATC_STR Vertical Opening (Round): ATC_STR Vertical Opening (Round)
9463054 |  | Generic Models | New Construction | ATC_STR Vertical Opening (Round): ATC_STR Vertical Opening (Round)
9463055 |  | Generic Models | New Construction | ATC_STR Vertical Opening (Round): ATC_STR Vertical Opening (Round)
9463056 |  | Generic Models | New Construction | ATC_STR Vertical Opening (Round): ATC_STR Vertical Opening (Round)
9469793 |  | Generic Models | New Construction | ATC_STR Vertical Opening (Round): ATC_STR Vertical Opening (Round)
9537222 |  | Walls | Existing - ATC | Basic Wall: C_WAL_CW_Concrete Wall_T_350mm | 01-01-01-16-003-30 | Wall | Cast in Situ |  |  | 155.74 |  | 8.2504
9537224 |  | Walls | Existing - ATC | Basic Wall: C_WAL_CW_Concrete Wall_T_350mm | 01-01-01-16-003-30 | Wall | Cast in Situ |  |  | 155.74 |  | 7.81
9537248 |  | Doors | New Construction | ATC_Door_Opening: 1260 x 2565
9537269 |  | Doors | New Construction | ATC_Door_Opening: 1260 x 2565
9537349 |  | Generic Models | New Construction | ATC_General Surface Opening (Rectangle): ATC_General Surface Opening (Rectangle)
9537352 |  | Generic Models | New Construction | ATC_General Surface Opening (Rectangle): ATC_General Surface Opening (Rectangle)
9537363 |  | Generic Models | New Construction | ATC_General Surface Opening (Rectangle): ATC_General Surface Opening (Rectangle)
9537365 |  | Generic Models | New Construction | ATC_STR_VERTICAL OPENING (ROUND): ATC_STR_VERTICAL OPENING (ROUND)
9537367 |  | Generic Models | New Construction | ATC_STR_VERTICAL OPENING (ROUND): ATC_STR_VERTICAL OPENING (ROUND)
9537368 |  | Generic Models | New Construction | ATC_STR_VERTICAL OPENING (ROUND): ATC_STR_VERTICAL OPENING (ROUND)
9537370 |  | Generic Models | New Construction | ATC_General Surface Opening (Rectangle): ATC_General Surface Opening (Rectangle)
9537371 |  | Generic Models | New Construction | ATC_General Surface Opening (Rectangle): ATC_General Surface Opening (Rectangle)
9537380 |  | Generic Models | New Construction | ATC_General Surface Opening (Rectangle): ATC_General Surface Opening (Rectangle)
9537381 |  | Generic Models | New Construction | ATC_General Surface Opening (Rectangle): ATC_General Surface Opening (Rectangle)
9537382 |  | Generic Models | New Construction | ATC_STR_VERTICAL OPENING (ROUND): ATC_STR_VERTICAL OPENING (ROUND)
9537383 |  | Generic Models | New Construction | ATC_STR_VERTICAL OPENING (ROUND): ATC_STR_VERTICAL OPENING (ROUND)
9537385 |  | Generic Models | New Construction | ATC_General Surface Opening (Rectangle): ATC_General Surface Opening (Rectangle)
9537386 |  | Generic Models | New Construction | ATC_General Surface Opening (Rectangle): ATC_General Surface Opening (Rectangle)
9537387 |  | Generic Models | New Construction | ATC_General Surface Opening (Rectangle): ATC_General Surface Opening (Rectangle)
9537388 |  | Generic Models | New Construction | ATC_STR_VERTICAL OPENING (ROUND): ATC_STR_VERTICAL OPENING (ROUND)
9537389 |  | Generic Models | New Construction | ATC_STR_VERTICAL OPENING (ROUND): ATC_STR_VERTICAL OPENING (ROUND)
9537390 |  | Generic Models | New Construction | ATC_General Surface Opening (Rectangle): ATC_General Surface Opening (Rectangle)
9537391 |  | Generic Models | New Construction | ATC_General Surface Opening (Rectangle): ATC_General Surface Opening (Rectangle)
9537392 |  | Generic Models | New Construction | ATC_General Surface Opening (Rectangle): ATC_General Surface Opening (Rectangle)
9537393 |  | Generic Models | New Construction | ATC_STR_VERTICAL OPENING (ROUND): ATC_STR_VERTICAL OPENING (ROUND)
9537394 |  | Generic Models | New Construction | ATC_STR_VERTICAL OPENING (ROUND): ATC_STR_VERTICAL OPENING (ROUND)
9537395 |  | Generic Models | New Construction | ATC_STR_VERTICAL OPENING (ROUND): ATC_STR_VERTICAL OPENING (ROUND)
9537396 |  | Generic Models | New Construction | ATC_General Surface Opening (Rectangle): ATC_General Surface Opening (Rectangle)
9537397 |  | Generic Models | New Construction | ATC_General Surface Opening (Rectangle): ATC_General Surface Opening (Rectangle)
9537399 |  | Generic Models | New Construction | ATC_General Surface Opening (Rectangle): ATC_General Surface Opening (Rectangle)
9537400 |  | Generic Models | New Construction | ATC_STR_VERTICAL OPENING (ROUND): ATC_STR_VERTICAL OPENING (ROUND)
9537401 |  | Generic Models | New Construction | ATC_STR_VERTICAL OPENING (ROUND): ATC_STR_VERTICAL OPENING (ROUND)
9537402 |  | Generic Models | New Construction | ATC_STR_VERTICAL OPENING (ROUND): ATC_STR_VERTICAL OPENING (ROUND)
9537403 |  | Generic Models | New Construction | ATC_General Surface Opening (Rectangle): ATC_General Surface Opening (Rectangle)
9537404 |  | Generic Models | New Construction | ATC_General Surface Opening (Rectangle): ATC_General Surface Opening (Rectangle)
9537405 |  | Generic Models | New Construction | ATC_General Surface Opening (Rectangle): ATC_General Surface Opening (Rectangle)
9537406 |  | Generic Models | New Construction | ATC_General Surface Opening (Rectangle): ATC_General Surface Opening (Rectangle)
9537407 |  | Generic Models | New Construction | ATC_STR_VERTICAL OPENING (ROUND): ATC_STR_VERTICAL OPENING (ROUND)
9537408 |  | Generic Models | New Construction | ATC_General Surface Opening (Rectangle): ATC_General Surface Opening (Rectangle)
9537409 |  | Generic Models | New Construction | ATC_STR_VERTICAL OPENING (ROUND): ATC_STR_VERTICAL OPENING (ROUND)
9537410 |  | Generic Models | New Construction | ATC_STR_VERTICAL OPENING (ROUND): ATC_STR_VERTICAL OPENING (ROUND)
9537411 |  | Generic Models | New Construction | ATC_STR_VERTICAL OPENING (ROUND): ATC_STR_VERTICAL OPENING (ROUND)
9537413 |  | Generic Models | New Construction | ATC_General Surface Opening (Rectangle): ATC_General Surface Opening (Rectangle)
9537414 |  | Generic Models | New Construction | ATC_General Surface Opening (Rectangle): ATC_General Surface Opening (Rectangle)
9537415 |  | Generic Models | New Construction | ATC_STR_VERTICAL OPENING (ROUND): ATC_STR_VERTICAL OPENING (ROUND)
9537416 |  | Generic Models | New Construction | ATC_STR_VERTICAL OPENING (ROUND): ATC_STR_VERTICAL OPENING (ROUND)
9537418 |  | Generic Models | New Construction | ATC_STR_VERTICAL OPENING (ROUND): ATC_STR_VERTICAL OPENING (ROUND)
9537419 |  | Generic Models | New Construction | ATC_STR_VERTICAL OPENING (ROUND): ATC_STR_VERTICAL OPENING (ROUND)
9537421 |  | Generic Models | New Construction | ATC_General Surface Opening (Rectangle): ATC_General Surface Opening (Rectangle)
9537422 |  | Generic Models | New Construction | ATC_General Surface Opening (Rectangle): ATC_General Surface Opening (Rectangle)
9537423 |  | Generic Models | New Construction | ATC_General Surface Opening (Rectangle): ATC_General Surface Opening (Rectangle)
9537424 |  | Generic Models | New Construction | ATC_General Surface Opening (Rectangle): ATC_General Surface Opening (Rectangle)
9537426 |  | Generic Models | New Construction | ATC_STR_VERTICAL OPENING (ROUND): ATC_STR_VERTICAL OPENING (ROUND)
9537427 |  | Generic Models | New Construction | ATC_General Surface Opening (Rectangle): ATC_General Surface Opening (Rectangle)
9537428 |  | Generic Models | New Construction | ATC_General Surface Opening (Rectangle): ATC_General Surface Opening (Rectangle)
9537429 |  | Generic Models | New Construction | ATC_STR_VERTICAL OPENING (ROUND): ATC_STR_VERTICAL OPENING (ROUND)
9537430 |  | Generic Models | New Construction | ATC_STR_VERTICAL OPENING (ROUND): ATC_STR_VERTICAL OPENING (ROUND)
9537432 |  | Generic Models | New Construction | ATC_General Surface Opening (Rectangle): ATC_General Surface Opening (Rectangle)
9537433 |  | Generic Models | New Construction | ATC_STR_VERTICAL OPENING (ROUND): ATC_STR_VERTICAL OPENING (ROUND)
9537437 |  | Generic Models | New Construction | ATC_STR_VERTICAL OPENING (ROUND): ATC_STR_VERTICAL OPENING (ROUND)
9537438 |  | Generic Models | New Construction | ATC_STR_VERTICAL OPENING (ROUND): ATC_STR_VERTICAL OPENING (ROUND)
9537439 |  | Generic Models | New Construction | ATC_STR_VERTICAL OPENING (ROUND): ATC_STR_VERTICAL OPENING (ROUND)
9537440 |  | Generic Models | New Construction | ATC_STR_VERTICAL OPENING (ROUND): ATC_STR_VERTICAL OPENING (ROUND)
9537441 |  | Generic Models | New Construction | ATC_STR_VERTICAL OPENING (ROUND): ATC_STR_VERTICAL OPENING (ROUND)
9537442 |  | Generic Models | New Construction | ATC_STR_VERTICAL OPENING (ROUND): ATC_STR_VERTICAL OPENING (ROUND)
9537443 |  | Generic Models | New Construction | ATC_STR_VERTICAL OPENING (ROUND): ATC_STR_VERTICAL OPENING (ROUND)
9537444 |  | Generic Models | New Construction | ATC_STR_VERTICAL OPENING (ROUND): ATC_STR_VERTICAL OPENING (ROUND)
9537445 |  | Generic Models | New Construction | ATC_STR_VERTICAL OPENING (ROUND): ATC_STR_VERTICAL OPENING (ROUND)
9537446 |  | Generic Models | New Construction | ATC_STR_VERTICAL OPENING (ROUND): ATC_STR_VERTICAL OPENING (ROUND)
9537447 |  | Generic Models | New Construction | ATC_STR_VERTICAL OPENING (ROUND): ATC_STR_VERTICAL OPENING (ROUND)
9537448 |  | Generic Models | New Construction | ATC_STR_VERTICAL OPENING (ROUND): ATC_STR_VERTICAL OPENING (ROUND)
9537449 |  | Generic Models | New Construction | ATC_STR_VERTICAL OPENING (ROUND): ATC_STR_VERTICAL OPENING (ROUND)
9537450 |  | Generic Models | New Construction | ATC_STR_VERTICAL OPENING (ROUND): ATC_STR_VERTICAL OPENING (ROUND)
9537451 |  | Generic Models | New Construction | ATC_STR_VERTICAL OPENING (ROUND): ATC_STR_VERTICAL OPENING (ROUND)
9537453 |  | Generic Models | New Construction | ATC_STR_VERTICAL OPENING (ROUND): ATC_STR_VERTICAL OPENING (ROUND)
9537454 |  | Generic Models | New Construction | ATC_STR_VERTICAL OPENING (ROUND): ATC_STR_VERTICAL OPENING (ROUND)
9537455 |  | Generic Models | New Construction | ATC_STR_VERTICAL OPENING (ROUND): ATC_STR_VERTICAL OPENING (ROUND)
9537456 |  | Generic Models | New Construction | ATC_STR_VERTICAL OPENING (ROUND): ATC_STR_VERTICAL OPENING (ROUND)
9537457 |  | Generic Models | New Construction | ATC_STR_VERTICAL OPENING (ROUND): ATC_STR_VERTICAL OPENING (ROUND)
9537458 |  | Generic Models | New Construction | ATC_STR_VERTICAL OPENING (ROUND): ATC_STR_VERTICAL OPENING (ROUND)
9537459 |  | Generic Models | New Construction | ATC_STR_VERTICAL OPENING (ROUND): ATC_STR_VERTICAL OPENING (ROUND)
9537460 |  | Generic Models | New Construction | ATC_STR_VERTICAL OPENING (ROUND): ATC_STR_VERTICAL OPENING (ROUND)
9537461 |  | Generic Models | New Construction | ATC_STR_VERTICAL OPENING (ROUND): ATC_STR_VERTICAL OPENING (ROUND)
9537462 |  | Generic Models | New Construction | ATC_STR_VERTICAL OPENING (ROUND): ATC_STR_VERTICAL OPENING (ROUND)
9537463 |  | Generic Models | New Construction | ATC_STR_VERTICAL OPENING (ROUND): ATC_STR_VERTICAL OPENING (ROUND)
9537464 |  | Generic Models | New Construction | ATC_STR_VERTICAL OPENING (ROUND): ATC_STR_VERTICAL OPENING (ROUND)
9537465 |  | Generic Models | New Construction | ATC_STR_VERTICAL OPENING (ROUND): ATC_STR_VERTICAL OPENING (ROUND)
9537466 |  | Generic Models | New Construction | ATC_STR_VERTICAL OPENING (ROUND): ATC_STR_VERTICAL OPENING (ROUND)
9537467 |  | Generic Models | New Construction | ATC_STR_VERTICAL OPENING (ROUND): ATC_STR_VERTICAL OPENING (ROUND)
9537468 |  | Generic Models | New Construction | ATC_STR_VERTICAL OPENING (ROUND): ATC_STR_VERTICAL OPENING (ROUND)
9537469 |  | Generic Models | New Construction | ATC_STR_VERTICAL OPENING (ROUND): ATC_STR_VERTICAL OPENING (ROUND)
9537495 |  | Generic Models | New Construction | ATC_STR Vertical Opening (Rectangle): ATC_STR Vertical Opening (Rectangle)
9537523 |  | Generic Models | New Construction | ATC_STR Vertical Opening (Rectangle): ATC_STR Vertical Opening (Rectangle)
9537532 |  | Generic Models | New Construction | ATC_STR Vertical Opening (Round): ATC_STR Vertical Opening (Round)
9537542 |  | Generic Models | New Construction | ATC_STR Vertical Opening (Round): ATC_STR Vertical Opening (Round)
9537555 |  | Generic Models | New Construction | ATC_STR Vertical Opening (Rectangle): ATC_STR Vertical Opening (Rectangle)
9541398 |  | Floors | New Construction | Floor: C_SL_Concrete Slab_T_200mm | 01-01-01-15-005-30 | Suspended Slab | Cast in Situ |  |  | 155 |  | 0.4219
9541419 |  | Walls | New Construction | Basic Wall: C_WAL_CW_Concrete Wall_T_100mm | 01-01-01-15-004-30 | Upstand | Cast in Situ |  |  | 163.8 |  | 0.12938
9541445 |  | Floors | New Construction | Floor: C_SL_Concrete Slab_T_200mm | 01-01-01-15-004-30 | Suspended Slab | Cast in Situ |  |  | 155 |  | 0.7569
9541785 |  | Walls | New Construction | Basic Wall: C_WAL_CW_Concrete Wall_T_400mm | 01-01-01-14-007-30 | Wall | Cast in Situ |  |  | 378.93 |  | 0.34075
9541791 |  | Walls | New Construction | Basic Wall: C_WAL_CW_Concrete Wall_T_400mm | 01-01-01-14-007-30 | Wall | Cast in Situ |  |  | 378.93 |  | 0.78303
9541797 |  | Walls | New Construction | Basic Wall: C_WAL_CW_Concrete Wall_T_400mm | 01-01-01-14-007-30 | Wall | Cast in Situ |  |  | 378.93 |  | 1.4118
9542230 |  | Floors | New Construction | Floor: C_SL_Concrete Slab_T_400mm Pour Strip | 01-01-01-16-005-30 | Suspended Slab | Cast in Situ |  |  | 155 |  | 5.5038
9542437 |  | Walls | New Construction | Basic Wall: C_WAL_CW_Concrete Wall_T_500mm | 01-01-01-16-004-30 | Wall | Cast in Situ |  |  | 163.8 |  | 38.7015
9542447 |  | Floors | New Construction | Floor: C_SL_Concrete Slab_T_300mm | 01-01-01-16-005-30 | Suspended Slab | Cast in Situ |  |  | 155 |  | 24.616
9542482 |  | Walls | New Construction | Basic Wall: C_WAL_CW_Concrete Wall Planted_T_200mm | 01-01-01-16-004-30 | Wall | Cast in Situ |  |  | 163.8 |  | 2.8094
9542490 |  | Walls | New Construction | Basic Wall: C_WAL_CW_Concrete Wall_T_200mm | 01-01-01-16-004-30 | Wall | Cast in Situ |  |  | 163.8 |  | 6.7821
9542522 |  | Floors | New Construction | Floor: C_SL_Concrete Slab_T_200mm | 01-01-01-16-005-30 | Suspended Beam | Cast in Situ |  |  | 267.07 |  | 0.072
9542532 |  | Floors | New Construction | Floor: C_SL_Concrete Slab_T_200mm | 01-01-01-16-005-30 | Suspended Beam | Cast in Situ |  |  | 267.07 |  | 0.036
9542560 |  | Walls | New Construction | Basic Wall: C_WAL_CW_Concrete Wall_T_100mm | 01-01-01-16-004-30 | Upstand | Cast in Situ |  |  | 163.8 |  | 0.16674
9542574 |  | Walls | New Construction | Basic Wall: C_WAL_CW_Concrete Wall_T_100mm | 01-01-01-16-004-30 | Upstand | Cast in Situ |  |  | 163.8 |  | 0.024387
9542606 |  | Structural Framing | New Construction | C_BEA_CB_Concrete Beams_BxH_: 400x2500mm | 01-01-01-16-004-30 | Suspended Beam | Cast in Situ |  |  | 397.69 |  | 2.7513
9542780 |  | Generic Models | New Construction | ATC_STR Vertical Opening (Round): ATC_STR Vertical Opening (Round)
9542786 |  | Generic Models | New Construction | ATC_STR Vertical Opening (Round): ATC_STR Vertical Opening (Round)
9542790 |  | Generic Models | New Construction | ATC_STR Vertical Opening (Round): ATC_STR Vertical Opening (Round)
9542795 |  | Generic Models | New Construction | ATC_STR Vertical Opening (Round): ATC_STR Vertical Opening (Round)
9542799 |  | Generic Models | New Construction | ATC_STR Vertical Opening (Round): ATC_STR Vertical Opening (Round)
9542800 |  | Generic Models | New Construction | ATC_STR Vertical Opening (Round): ATC_STR Vertical Opening (Round)
9542811 |  | Generic Models | New Construction | ATC_STR Vertical Opening (Round): ATC_STR Vertical Opening (Round)
9542821 |  | Generic Models | New Construction | ATC_STR Vertical Opening (Round): ATC_STR Vertical Opening (Round)
9565762 |  | Generic Models | New Construction | ATC_STR_VERTICAL OPENING (ROUND): ATC_STR_VERTICAL OPENING (ROUND)
9565763 |  | Generic Models | New Construction | ATC_STR_VERTICAL OPENING (ROUND): ATC_STR_VERTICAL OPENING (ROUND)
9567565 |  | Generic Models | New Construction | Generic Models 10: Generic Models 10
9569655 |  | Structural Columns | New Construction | C_COL_CC_Concrete Columns Square_BxH_: 400x400mm | 01-01-01-07-006-30 | Rectangular Column | Cast in Situ |  |  | 272.1 |  | 0.536
9569662 |  | Structural Columns | New Construction | C_COL_CC_Concrete Columns Square_BxH_: 400x400mm | 01-01-01-07-006-30 | Rectangular Column | Cast in Situ |  |  | 272.1 |  | 0.53601
9569991 |  | Walls | New Construction | Basic Wall: C_WAL_CW_Concrete Wall_T_500mm | 01-01-01-14-006-30 | Wall | Cast in Situ |  |  | 175.03 |  | 0.66362
9581967 |  | Generic Models | New Construction | ATC_STR Vertical Opening (Rectangle): ATC_STR Vertical Opening (Rectangle)
9581976 |  | Generic Models | New Construction | ATC_STR Vertical Opening (Round): ATC_STR Vertical Opening (Round)
9581981 |  | Generic Models | New Construction | ATC_STR Vertical Opening (Round): ATC_STR Vertical Opening (Round)
9581986 |  | Generic Models | New Construction | ATC_STR Vertical Opening (Round): ATC_STR Vertical Opening (Round)
9581991 |  | Generic Models | New Construction | ATC_STR Vertical Opening (Rectangle): ATC_STR Vertical Opening (Rectangle)
9582146 |  | Generic Models | New Construction | ATC_STR Vertical Opening (Rectangle): ATC_STR Vertical Opening (Rectangle)
9582643 |  | Generic Models | New Construction | ATC_STR Vertical Opening (Rectangle): ATC_STR Vertical Opening (Rectangle)
9589610 |  | Walls | Existing - ATC | Basic Wall: C_WAL_CW_Concrete Wall_T_500mm | 01-01-01-07-004-30 | Wall | Cast in Situ |  |  | 163.8 |  | 0.86243
9636489 |  | Stairs | New Construction | Stairs 3: Stairs 3 | 01-01-01-07-003-30 | Stair | Cast In Situ |  |  | 121.27 |  | 0.29835
9637643 |  | Structural Framing | Existing - ATC | C_BEA_CB_Concrete Beams_BxH_: 900x900mm | 01-01-01-14-006-30 | Suspended Beam | Cast in Situ |  |  | 333.51 |  | 3.2503
9637650 |  | Structural Framing | Existing - ATC | C_BEA_CB_Concrete Beams_BxH_: 900x900mm | 01-01-01-14-006-30 | Suspended Beam | Cast in Situ |  |  | 333.51 |  | 2.653
9637654 |  | Structural Framing | Existing - ATC | C_BEA_CB_Concrete Beams_BxH_: 900x900mm | 01-01-01-14-006-30 | Suspended Beam | Cast in Situ |  |  | 333.51 |  | 1.4671
9637662 |  | Structural Framing | Existing - ATC | C_BEA_CB_Concrete Beams_BxH_: 900x900mm | 01-01-01-14-006-30 | Suspended Beam | Cast in Situ |  |  | 333.51 |  | 3.4892
9637688 |  | Walls | New Construction | Basic Wall: C_WAL_CW_Concrete Wall_T_100mm | 01-01-01-14-006-30 | Upstand | Cast in Situ |  |  | 175.03 |  | 0.29021
9637694 |  | Walls | New Construction | Basic Wall: C_WAL_CW_Concrete Wall_T_100mm | 01-01-01-14-006-30 | Upstand | Cast in Situ |  |  | 175.03 |  | 0.0051418
9637727 |  | Walls | New Construction | Basic Wall: C_WAL_CW_Concrete Wall_T_100mm | 01-01-01-14-006-30 | Upstand | Cast in Situ |  |  | 175.03 |  | 0.16241
9637759 |  | Structural Framing | New Construction | C_BEA_CB_Concrete Beams_BxH_: 1000x2000mm | 01-01-01-14-006-30 | Suspended Beam | Cast in Situ |  |  | 333.51 |  | 32.9587
9637786 |  | Floors | New Construction | Floor: C_SL_Concrete Slab_T_300mm | 01-01-01-14-005-30 | Suspended Slab | Cast in Situ |  |  | 155 |  | 0.77351
9637811 |  | Structural Framing | Existing - ATC | C_BEA_CB_Concrete Beams_BxH_: 900x900mm | 01-01-01-14-006-30 | Suspended Beam | Cast in Situ |  |  | 333.51 |  | 3.9282
9637820 |  | Structural Framing | Existing - ATC | C_BEA_CB_Concrete Beams_BxH_: 900x900mm | 01-01-01-14-006-30 | Suspended Beam | Cast in Situ |  |  | 333.51 |  | 3.8884
9637827 |  | Structural Framing | New Construction | C_BEA_CB_Concrete Beams_BxH_: 900x900mm | 01-01-01-14-006-30 | Suspended Beam | Cast in Situ |  |  | 333.51 |  | 0.24978
9637831 |  | Structural Framing | Existing - ATC | C_BEA_CB_Concrete Beams_BxH_: 900x900mm | 01-01-01-14-006-30 | Suspended Beam | Cast in Situ |  |  | 333.51 |  | 4.0059
9637839 |  | Structural Framing | Existing - ATC | C_BEA_CB_Concrete Beams_BxH_: 900x900mm | 01-01-01-14-006-30 | Suspended Beam | Cast in Situ |  |  | 333.51 |  | 4.3706
9637844 |  | Structural Framing | Existing - ATC | C_BEA_CB_Concrete Beams_BxH_: 900x900mm | 01-01-01-14-006-30 | Suspended Beam | Cast in Situ |  |  | 333.51 |  | 3.9182
9637865 |  | Floors | Existing - ATC | Floor: C_SL_Concrete Slab_T_300mm | 01-01-01-14-005-30 | Suspended Slab | Cast in Situ |  |  | 155 |  | 9.7585
9637963 |  | Walls | New Construction | Basic Wall: C_WAL_CW_Concrete Wall Planted_T_250mm | 01-01-01-14-006-30 | Wall | Cast in Situ |  |  | 175.03 |  | 9.0746
9637971 |  | Walls | New Construction | Basic Wall: C_WAL_CW_Concrete Wall Planted_T_250mm | 01-01-01-14-006-30 | Wall | Cast in Situ |  |  | 175.03 |  | 15.2921
9637977 |  | Walls | New Construction | Basic Wall: C_WAL_CW_Concrete Wall Planted_T_250mm | 01-01-01-14-006-30 | Wall | Cast in Situ |  |  | 175.03 |  | 9.0019
9637979 |  | Walls | New Construction | Basic Wall: C_WAL_CW_Concrete Wall Planted_T_250mm | 01-01-01-14-006-30 | Wall | Cast in Situ |  |  | 175.03 |  | 5.2425
9638017 |  | Walls | New Construction | Basic Wall: C_WAL_CW_Concrete Wall Planted_T_250mm | 01-01-01-14-006-30 | Wall | Cast in Situ |  |  | 175.03 |  | 10.0016
9638021 |  | Walls | New Construction | Basic Wall: C_WAL_CW_Concrete Wall Planted_T_300mm | 01-01-01-14-006-30 | Wall | Cast in Situ |  |  | 175.03 |  | 6.5988
9638029 |  | Walls | New Construction | Basic Wall: C_WAL_CW_Concrete Wall Planted_T_300mm | 01-01-01-14-006-30 | Wall | Cast in Situ |  |  | 175.03 |  | 6.298
9638035 |  | Walls | New Construction | Basic Wall: C_WAL_CW_Concrete Wall Planted_T_300mm | 01-01-01-14-006-30 | Wall | Cast in Situ |  |  | 175.03 |  | 5.4999
9638041 |  | Walls | New Construction | Basic Wall: C_WAL_CW_Concrete Wall Planted_T_300mm | 01-01-01-14-006-30 | Wall | Cast in Situ |  |  | 175.03 |  | 3.4201
9638295 |  | Walls | New Construction | Plenum_Dowstand_1: Plenum_Dowstand_1 | 01-01-01-14-006-30 | Wall | Cast in Situ |  |  | 175.03 | 7.1578 | 0.89535
9638325 |  | Generic Models | New Construction | Plenum_Corbel_4: Plenum_Corbel_4 | 01-01-01-14-005-30 | Suspended Beam | Cast in Situ |  |  | 267.07 |  | 1.4376
9638391 |  | Generic Models | Existing - ATC | Plenum_Dowstand_6: Plenum_Dowstand_6 | 01-01-01-14-005-30 | Wall | Cast in Situ |  |  | 166.6 |  | 1.5182
9638695 |  | Structural Framing | New Construction | C_BEA_CB_Concrete Beams_BxH_: 500x1900mm | 01-01-01-14-006-30 | Suspended Beam | Cast in Situ |  |  | 333.51 |  | 4.2736
9640133 |  | Walls | New Construction | Basic Wall: C_WAL_CW_Concrete Wall_T_200mm | 01-01-01-14-004-30 | Wall | Cast in Situ |  |  | 163.8 |  | 0.096033
9640145 |  | Walls | New Construction | Basic Wall: C_WAL_CW_Concrete Wall_T_200mm | 01-01-01-14-005-30 | Wall | Cast in Situ |  |  | 166.6 |  | 0.062
9640177 |  | Walls | New Construction | Basic Wall: C_WAL_CW_Concrete Wall_T_200mm | 01-01-01-14-005-30 | Wall | Cast in Situ |  |  | 166.6 |  | 0.062
9640187 |  | Walls | New Construction | Basic Wall: C_WAL_CW_Concrete Wall_T_200mm | 01-01-01-14-005-30 | Wall | Cast in Situ |  |  | 166.6 |  | 0.05175
9640200 |  | Walls | New Construction | Basic Wall: C_WAL_CW_Concrete Wall_T_200mm | 01-01-01-14-005-30 | Wall | Cast in Situ |  |  | 166.6 |  | 0.05175
9663710 |  | Generic Models | New Construction | ATC_Ceiling Hangers_1: ATC_Ceiling Hangers_1 |  | Steel Hanger | [5 empty] | 0.00051363
9663741 |  | Generic Models | New Construction | ATC_Ceiling Hangers_1: ATC_Ceiling Hangers_1 |  | Steel Hanger | [5 empty] | 0.00051363
9663816 |  | Generic Models | New Construction | ATC_Ceiling Hangers_1: ATC_Ceiling Hangers_1 |  | Steel Hanger | [5 empty] | 0.00029372
9663843 |  | Generic Models | New Construction | ATC_Ceiling Hangers_1: ATC_Ceiling Hangers_1 |  | Steel Hanger | [5 empty] | 0.00051363
9663866 |  | Generic Models | New Construction | ATC_Ceiling Hangers_1: ATC_Ceiling Hangers_1 |  | Steel Hanger | [5 empty] | 0.00051363
9694678 |  | Walls | New Construction | Basic Wall: C_WAL_CW_Concrete Wall_T_100mm | 01-01-01-14-005-30 | Upstand | Cast in Situ |  |  | 166.6 |  | 0.052186
9694684 |  | Walls | New Construction | Basic Wall: C_WAL_CW_Concrete Wall_T_100mm | 01-01-01-14-005-30 | Upstand | Cast in Situ |  |  | 166.6 |  | 0.24562
9694690 |  | Walls | New Construction | Basic Wall: C_WAL_CW_Concrete Wall_T_100mm | 01-01-01-14-005-30 | Upstand | Cast in Situ |  |  | 166.6 |  | 0.035906
9694696 |  | Walls | New Construction | Basic Wall: C_WAL_CW_Concrete Wall_T_100mm | 01-01-01-14-005-30 | Upstand | Cast in Situ |  |  | 166.6 |  | 0.011993
9707566 |  | Walls | Existing - ATC | Basic Wall: C_WAL_CW_Concrete Wall_T_400mm | 01-01-01-16-004-30 | Wall | Cast in Situ |  |  | 163.8 |  | 0.45952
9707568 |  | Walls | Existing - ATC | Basic Wall: C_WAL_CW_Concrete Wall_T_400mm | 01-01-01-16-004-30 | Wall | Cast in Situ |  |  | 163.8 |  | 3.274
9709366 |  | Walls | Existing - ATC | Basic Wall: C_WAL_CW_Concrete Wall_T_400mm | 01-01-01-16-004-30 | Wall | Cast in Situ |  |  | 163.8 |  | 0
9711572 |  | Generic Models | New Construction | ATC_STR Vertical Opening (Rectangle): 200x1200x300
9752205 |  | Walls | New Construction | Basic Wall: C_WAL_CW_Concrete Wall_T_400mm | 01-01-01-07-007-30 | Wall | Cast in Situ |  |  | 378.93 |  | 1.1308
9753085 |  | Structural Framing | Existing - ATC | C_BEA_CB_Concrete Beams_BxH_: 400x900mm | 01-01-01-14-006-30 | Suspended Beam | Cast in Situ |  |  | 333.51 |  | 1.0794
9753088 |  | Structural Framing | Existing - ATC | C_BEA_CB_Concrete Beams_BxH_: 400x900mm | 01-01-01-14-006-30 | Suspended Beam | Cast in Situ |  |  | 333.51 |  | 1.62
9753097 |  | Structural Framing | Existing - ATC | C_BEA_CB_Concrete Beams_BxH_: 400x900mm | 01-01-01-14-006-30 | Suspended Beam | Cast in Situ |  |  | 333.51 |  | 2.43
9770527 |  | Floors | New Construction | Floor: C_SL_Concrete Slab_T_200mm | 01-01-01-07-005-30 | Upstand | Cast in Situ |  |  | 166.6 |  | 0.25564
9782235 |  | Walls | New Construction | Basic Wall: C_WAL_CW_Concrete Wall_T_500mm | 01-01-01-16-005-30 | Wall | Cast in Situ |  |  | 166.6 |  | 17.4937
9796119 |  | Walls | New Construction | Basic Wall: C_WAL_CW_Concrete Wall_T_100mm | 01-01-01-16-005-30 | Upstand | Cast in Situ |  |  | 166.6 |  | 0.065125
9796125 |  | Walls | New Construction | Basic Wall: C_WAL_CW_Concrete Wall_T_200mm | 01-01-01-16-005-30 | Wall | Cast in Situ |  |  | 166.6 |  | 0.15682
9796137 |  | Walls | New Construction | Basic Wall: C_WAL_CW_Concrete Wall_T_200mm | 01-01-01-16-005-30 | Wall | Cast in Situ |  |  | 166.6 |  | 0.11016
9796143 |  | Walls | New Construction | Basic Wall: C_WAL_CW_Concrete Wall_T_200mm | 01-01-01-16-005-30 | Wall | Cast in Situ |  |  | 166.6 |  | 0.13139
9796149 |  | Walls | New Construction | Basic Wall: C_WAL_CW_Concrete Wall_T_100mm | 01-01-01-16-005-30 | Upstand | Cast in Situ |  |  | 166.6 |  | 0.12512
9796155 |  | Walls | New Construction | Basic Wall: C_WAL_CW_Concrete Wall_T_100mm | 01-01-01-16-005-30 | Upstand | Cast in Situ |  |  | 166.6 |  | 0.06225
9796165 |  | Walls | New Construction | Basic Wall: C_WAL_CW_Concrete Wall_T_100mm | 01-01-01-16-005-30 | Upstand | Cast in Situ |  |  | 166.6 |  | 0.11512
9796171 |  | Walls | New Construction | Basic Wall: C_WAL_CW_Concrete Wall_T_100mm | 01-01-01-16-005-30 | Upstand | Cast in Situ |  |  | 166.6 |  | 0.093
9796368 |  | Walls | New Construction | Walls 142: Walls 142 | 01-01-01-16-004-30 | Wall | Cast in Situ |  |  | 163.8 | 21.9832 | 0.60289
9803001 |  | Walls | Existing - ATC | Basic Wall: C_WAL_CW_Concrete Wall_T_370mm | 01-01-01-14-002-30 | Wall | Cast in Situ |  |  | 119.75 |  | 0.56478
9803003 |  | Walls | Existing - ATC | Basic Wall: C_WAL_CW_Concrete Wall_T_370mm | 01-01-01-14-002-30 | Wall | Cast in Situ |  |  | 119.75 |  | 0.99211
9806527 |  | Walls | New Construction | Basic Wall: C_WAL_CW_Concrete Wall_T_100mm | 01-01-01-16-005-30 | Upstand | Cast in Situ |  |  | 166.6 |  | 0.080916
9806537 |  | Walls | New Construction | Basic Wall: C_WAL_CW_Concrete Wall_T_100mm | 01-01-01-16-005-30 | Upstand | Cast in Situ |  |  | 166.6 |  | 0.042594
9806547 |  | Walls | New Construction | Basic Wall: C_WAL_CW_Concrete Wall_T_200mm | 01-01-01-16-005-30 | Wall | Cast in Situ |  |  | 166.6 |  | 0.28462
9806954 |  | Walls | New Construction | Basic Wall: C_WAL_CW_Concrete Wall Planted_T_250mm | 01-01-01-14-006-30 | Wall | Cast in Situ |  |  | 175.03 |  | 1.5336
9806956 |  | Walls | New Construction | Basic Wall: C_WAL_CW_Concrete Wall Planted_T_250mm | 01-01-01-14-006-30 | Wall | Cast in Situ |  |  | 175.03 |  | 12.2558
9806962 |  | Walls | New Construction | Basic Wall: C_WAL_CW_Concrete Wall Planted_T_250mm | 01-01-01-14-006-30 | Wall | Cast in Situ |  |  | 175.03 |  | 1.3443
9806964 |  | Walls | New Construction | Basic Wall: C_WAL_CW_Concrete Wall Planted_T_250mm | 01-01-01-14-006-30 | Wall | Cast in Situ |  |  | 175.03 |  | 1.4512
9806978 |  | Walls | New Construction | Basic Wall: C_WAL_CW_Concrete Wall Planted_T_250mm | 01-01-01-14-006-30 | Wall | Cast in Situ |  |  | 175.03 |  | 0.56938
9806986 |  | Walls | New Construction | Basic Wall: C_WAL_CW_Concrete Wall Planted_T_250mm | 01-01-01-14-006-30 | Wall | Cast in Situ |  |  | 175.03 |  | 6.0701
9807046 |  | Stairs | New Construction | Cast-In-Place Stair: Monolithic Stair 2 | 01-01-01-14-006-30 | Stair | Cast In Situ |  |  | 121.51
9807108 |  | Floors | New Construction | Floor: C_SL_Concrete Slab_T_250mm | 01-01-01-14-005-30 | Suspended Slab | Cast in Situ |  |  | 155 |  | 0.74556
9807210 |  | Generic Models | New Construction | Generic Models 63: Generic Models 63 | [7 empty] | 0.17362
9811698 |  | Walls | New Construction | Basic Wall: C_WAL_CW_Concrete Wall Planted _T_600mm | 01-01-01-16-004-30 | Wall | Cast in Situ |  |  | 163.8 |  | 4.5715
9811728 |  | Walls | New Construction | Walls VOID 163: Walls VOID 163 | 01-01-01-16-005-30
9822747 |  | Floors | New Construction | Floor: C_SL_Concrete Slab_T_250mm | 01-01-01-14-005-30 | Suspended Slab | Cast in Situ |  |  | 155 |  | 0.3125
9822765 |  | Walls | New Construction | Basic Wall: C_WAL_CW_Concrete Wall_T_250mm | 01-01-01-14-006-30 | Wall | Cast in Situ |  |  | 175.03 |  | 0.05
9822767 |  | Walls | New Construction | Basic Wall: C_WAL_CW_Concrete Wall_T_250mm | 01-01-01-14-006-30 | Wall | Cast in Situ |  |  | 175.03 |  | 0.025
9822773 |  | Walls | New Construction | Basic Wall: C_WAL_CW_Concrete Wall_T_250mm | 01-01-01-14-006-30 | Wall | Cast in Situ |  |  | 175.03 |  | 0.025
9822998 |  | Generic Models | New Construction | Generic Models 64: Generic Models 64 | [7 empty] | 0.1
9856484 |  | Floors | New Construction | Floor: C_SL_Concrete Slab_T_140mm | 01-01-01-14-005-30 | Suspended Slab | Cast in Situ |  |  | 155 |  | 0.18461
9856500 |  | Structural Columns | New Construction | C_COL_CC_Concrete Columns Rectangular_BxH_: 400x400mm | 01-01-01-14-006-30 | Rectangular Column | Cast in Situ |  |  | 272.1 |  | 0.576
9856810 |  | Structural Columns | New Construction | C_COL_CC_Concrete Columns Rectangular_BxH_: 400x400mm | 01-01-01-14-006-30 | Rectangular Column | Cast in Situ |  |  | 272.1 |  | 0.536
9862986 |  | Structural Framing | New Construction | C_BEA_CB_Concrete Beams_BxH_: 600x600mm | 01-01-01-16-005-30 | Suspended Beam | Cast in Situ |  |  | 267.07 |  | 1.3717
9863067 |  | Structural Framing | New Construction | C_BEA_SB_Steel Beams_: 457x191x89 | 01-01-01-16-005-30 | Structural Steel | [5 empty] | 0.081663
9863077 |  | Structural Framing | New Construction | C_BEA_SB_Steel Beams_: 457x191x89 | 01-01-01-16-005-30 | Structural Steel | [5 empty] | 0.079337
9863084 |  | Structural Framing | New Construction | C_BEA_SB_Steel Beams_: 457x191x89 | 01-01-01-16-005-30 | Structural Steel | [5 empty] | 0.075356
9863091 |  | Structural Framing | New Construction | C_BEA_SB_Steel Beams_: 457x191x89 | 01-01-01-16-005-30 | Structural Steel | [5 empty] | 0.069253
9863098 |  | Structural Framing | New Construction | C_BEA_SB_Steel Beams_: 457x191x89 | 01-01-01-16-005-30 | Structural Steel | [5 empty] | 0.060923
9863105 |  | Structural Framing | New Construction | C_BEA_SB_Steel Beams_: 457x191x89 | 01-01-01-16-005-30 | Structural Steel | [5 empty] | 0.050054
9863112 |  | Structural Framing | New Construction | C_BEA_SB_Steel Beams_: 457x191x89 | 01-01-01-16-005-30 | Structural Steel | [5 empty] | 0.03814
9863119 |  | Structural Framing | New Construction | C_BEA_SB_Steel Beams_: 457x191x89 | 01-01-01-16-005-30 | Structural Steel | [5 empty] | 0.03106
9863126 |  | Structural Framing | New Construction | C_BEA_SB_Steel Beams_: 457x191x89 | 01-01-01-16-005-30 | Structural Steel | [5 empty] | 0.028322
9881155 |  | Walls | New Construction | Walls 164: Walls 164
9881943 |  | Walls | New Construction | Basic Wall: C_WAL_CW_Concrete Wall_T_200mm | 01-01-01-16-005-30 | Wall | Cast in Situ |  |  | 166.6 |  | 0.26205
9881949 |  | Walls | New Construction | Basic Wall: C_WAL_CW_Concrete Wall_T_200mm | 01-01-01-16-005-30 | Wall | Cast in Situ |  |  | 166.6 |  | 0.65736
9881955 |  | Walls | New Construction | Basic Wall: C_WAL_CW_Concrete Wall_T_200mm | 01-01-01-16-005-30 | Wall | Cast in Situ |  |  | 166.6 |  | 0.117
9881961 |  | Walls | New Construction | Basic Wall: C_WAL_CW_Concrete Wall_T_200mm | 01-01-01-16-005-30 | Wall | Cast in Situ |  |  | 166.6 |  | 0.054392
9881973 |  | Walls | New Construction | Basic Wall: C_WAL_CW_Concrete Wall_T_200mm | 01-01-01-16-005-30 | Wall | Cast in Situ |  |  | 166.6 |  | 0.042767
9896765 |  | Walls | New Construction | Walls 167: Walls 165
9896802 |  | Walls | New Construction | Walls 166: Walls 166
9943507 |  | Walls | New Construction | Basic Wall: C_WAL_CW_Concrete Wall_T_200mm | 01-01-01-16-005-30 | Wall | Cast in Situ |  |  | 166.6 |  | 2.595
9950004 |  | Floors | Existing - ATC | Floor: C_SL_Concrete Slab_T_300mm | 01-01-01-07-005-30 | Suspended Slab | Cast in Situ |  |  | 155 |  | 2.4705
9954449 |  | Generic Models | New Construction | ATC_STR Vertical Opening (Round): Ø415
9954452 |  | Generic Models | New Construction | ATC_STR Vertical Opening (Round): Ø415
9954453 |  | Generic Models | New Construction | ATC_STR Vertical Opening (Round): Ø415
9954454 |  | Generic Models | New Construction | ATC_STR Vertical Opening (Round): Ø415
9954457 |  | Generic Models | New Construction | ATC_STR Vertical Opening (Round): Ø200
9954463 |  | Generic Models | New Construction | ATC_General Surface Opening (Rectangle): 125X125X100
9954465 |  | Generic Models | New Construction | ATC_General Surface Opening (Rectangle): 125X125X100
9954466 |  | Generic Models | New Construction | ATC_General Surface Opening (Rectangle): 125X125X100
9954467 |  | Generic Models | New Construction | ATC_General Surface Opening (Rectangle): 125X125X100
9954470 |  | Generic Models | New Construction | ATC_General Surface Opening (Rectangle): 125X125X100
9954471 |  | Generic Models | New Construction | ATC_General Surface Opening (Rectangle): 125X125X100
9954472 |  | Generic Models | New Construction | ATC_General Surface Opening (Rectangle): 125X125X100
9957660 |  | Generic Models | New Construction | ATC_ANGLE_Beam Opening: 350x55x650
9957881 |  | Generic Models | New Construction | ATC_STR Vertical Opening (Rectangle): ATC_STR Vertical Opening (Rectangle)
9957882 |  | Generic Models | New Construction | ATC_STR Vertical Opening (Rectangle): ATC_STR Vertical Opening (Rectangle)
9959933 |  | Floors | New Construction | Floor: C_SL_Concrete Slab_T_500mm | 01-01-01-16-005-30 | Suspended Beam | Cast in Situ |  |  | 267.07 |  | 0.13775
9959963 |  | Walls | New Construction | Basic Wall: C_WAL_CW_Concrete Wall_T_100mm | 01-01-01-16-005-30 | Upstand | Cast in Situ |  |  | 166.6 |  | 0.011074
9993947 |  | Structural Framing | Existing - ATC | C_BEA_CB_Concrete Beams_BxH_: 750x900mm | 01-01-01-14-006-30 | Suspended Beam | Cast in Situ |  |  | 333.51 |  | 6.5479
10001860 |  | Generic Models | New Construction | ATC_Coo Point: ATC_Coo Point
10001862 |  | Generic Models | New Construction | ATC_Coo Point: ATC_Coo Point
10001863 |  | Generic Models | New Construction | ATC_Coo Point: ATC_Coo Point
10001864 |  | Generic Models | New Construction | ATC_Coo Point: ATC_Coo Point
10001865 |  | Generic Models | New Construction | ATC_Coo Point: ATC_Coo Point
10001866 |  | Generic Models | New Construction | ATC_Coo Point: ATC_Coo Point
10001867 |  | Generic Models | New Construction | ATC_Coo Point: ATC_Coo Point
10001868 |  | Generic Models | New Construction | ATC_Coo Point: ATC_Coo Point
10001869 |  | Generic Models | New Construction | ATC_Coo Point: ATC_Coo Point
10001870 |  | Generic Models | New Construction | ATC_Coo Point: ATC_Coo Point
10001871 |  | Generic Models | New Construction | ATC_Coo Point: ATC_Coo Point
10001872 |  | Generic Models | New Construction | ATC_Coo Point: ATC_Coo Point
10001873 |  | Generic Models | New Construction | ATC_Coo Point: ATC_Coo Point
10001874 |  | Generic Models | New Construction | ATC_Coo Point: ATC_Coo Point
10001875 |  | Generic Models | New Construction | ATC_Coo Point: ATC_Coo Point
10001876 |  | Generic Models | New Construction | ATC_Coo Point: ATC_Coo Point
10001877 |  | Generic Models | New Construction | ATC_Coo Point: ATC_Coo Point
10001878 |  | Generic Models | New Construction | ATC_Coo Point: ATC_Coo Point
10001879 |  | Generic Models | New Construction | ATC_Coo Point: ATC_Coo Point
10001880 |  | Generic Models | New Construction | ATC_Coo Point: ATC_Coo Point
10001881 |  | Generic Models | New Construction | ATC_Coo Point: ATC_Coo Point
10001882 |  | Generic Models | New Construction | ATC_Coo Point: ATC_Coo Point
10001883 |  | Generic Models | New Construction | ATC_Coo Point: ATC_Coo Point
10001884 |  | Generic Models | New Construction | ATC_Coo Point: ATC_Coo Point
10001885 |  | Generic Models | New Construction | ATC_Coo Point: ATC_Coo Point
10001886 |  | Generic Models | New Construction | ATC_Coo Point: ATC_Coo Point
10001887 |  | Generic Models | New Construction | ATC_Coo Point: ATC_Coo Point
10001888 |  | Generic Models | New Construction | ATC_Coo Point: ATC_Coo Point
10001889 |  | Generic Models | New Construction | ATC_Coo Point: ATC_Coo Point
10001890 |  | Generic Models | New Construction | ATC_Coo Point: ATC_Coo Point
10001891 |  | Generic Models | New Construction | ATC_Coo Point: ATC_Coo Point
10001892 |  | Generic Models | New Construction | ATC_Coo Point: ATC_Coo Point
10001893 |  | Generic Models | New Construction | ATC_Coo Point: ATC_Coo Point
10001894 |  | Generic Models | New Construction | ATC_Coo Point: ATC_Coo Point
10001895 |  | Generic Models | New Construction | ATC_Coo Point: ATC_Coo Point
10001896 |  | Generic Models | New Construction | ATC_Coo Point: ATC_Coo Point
10001897 |  | Generic Models | New Construction | ATC_Coo Point: ATC_Coo Point
10001898 |  | Generic Models | New Construction | ATC_Coo Point: ATC_Coo Point
10001899 |  | Generic Models | New Construction | ATC_Coo Point: ATC_Coo Point
10001900 |  | Generic Models | New Construction | ATC_Coo Point: ATC_Coo Point
10001901 |  | Generic Models | New Construction | ATC_Coo Point: ATC_Coo Point
10001902 |  | Generic Models | New Construction | ATC_Coo Point: ATC_Coo Point
10001903 |  | Generic Models | New Construction | ATC_Coo Point: ATC_Coo Point
10001904 |  | Generic Models | New Construction | ATC_Coo Point: ATC_Coo Point
10001905 |  | Generic Models | New Construction | ATC_Coo Point: ATC_Coo Point
10001906 |  | Generic Models | New Construction | ATC_Coo Point: ATC_Coo Point
10001907 |  | Generic Models | New Construction | ATC_Coo Point: ATC_Coo Point
10001908 |  | Generic Models | New Construction | ATC_Coo Point: ATC_Coo Point
10001909 |  | Generic Models | New Construction | ATC_Coo Point: ATC_Coo Point
10001910 |  | Generic Models | New Construction | ATC_Coo Point: ATC_Coo Point
10001911 |  | Generic Models | New Construction | ATC_Coo Point: ATC_Coo Point
10001912 |  | Generic Models | New Construction | ATC_Coo Point: ATC_Coo Point
10001913 |  | Generic Models | New Construction | ATC_Coo Point: ATC_Coo Point
10001914 |  | Generic Models | New Construction | ATC_Coo Point: ATC_Coo Point
10001915 |  | Generic Models | New Construction | ATC_Coo Point: ATC_Coo Point
10001916 |  | Generic Models | New Construction | ATC_Coo Point: ATC_Coo Point
10001917 |  | Generic Models | New Construction | ATC_Coo Point: ATC_Coo Point
10001918 |  | Generic Models | New Construction | ATC_Coo Point: ATC_Coo Point
10001919 |  | Generic Models | New Construction | ATC_Coo Point: ATC_Coo Point
10001920 |  | Generic Models | New Construction | ATC_Coo Point: ATC_Coo Point
10001921 |  | Generic Models | New Construction | ATC_Coo Point: ATC_Coo Point
10001922 |  | Generic Models | New Construction | ATC_Coo Point: ATC_Coo Point
10001923 |  | Generic Models | New Construction | ATC_Coo Point: ATC_Coo Point
10001924 |  | Generic Models | New Construction | ATC_Coo Point: ATC_Coo Point
10001925 |  | Generic Models | New Construction | ATC_Coo Point: ATC_Coo Point
10003408 |  | Generic Models | New Construction | ATC_Coo Point: ATC_Coo Point
10003505 |  | Generic Models | New Construction | ATC_Coo Point: ATC_Coo Point
10003618 |  | Generic Models | New Construction | ATC_Coo Point: ATC_Coo Point
10003681 |  | Generic Models | New Construction | ATC_Coo Point: ATC_Coo Point
10003780 |  | Generic Models | New Construction | ATC_Coo Point: ATC_Coo Point
10003881 |  | Generic Models | New Construction | ATC_Coo Point: ATC_Coo Point
10004096 |  | Generic Models | New Construction | ATC_Coo Point: ATC_Coo Point
10004217 |  | Generic Models | New Construction | ATC_Coo Point: ATC_Coo Point
10004288 |  | Generic Models | New Construction | ATC_Coo Point: ATC_Coo Point
10004381 |  | Generic Models | New Construction | ATC_Coo Point: ATC_Coo Point
10004442 |  | Generic Models | New Construction | ATC_Coo Point: ATC_Coo Point
10004507 |  | Generic Models | New Construction | ATC_Coo Point: ATC_Coo Point
10004554 |  | Generic Models | New Construction | ATC_Coo Point: ATC_Coo Point
10004595 |  | Generic Models | New Construction | ATC_Coo Point: ATC_Coo Point
10004718 |  | Generic Models | New Construction | ATC_Coo Point: ATC_Coo Point
10004837 |  | Generic Models | New Construction | ATC_Coo Point: ATC_Coo Point
10004912 |  | Generic Models | New Construction | ATC_Coo Point: ATC_Coo Point
10004989 |  | Generic Models | New Construction | ATC_Coo Point: ATC_Coo Point
10005130 |  | Generic Models | New Construction | ATC_Coo Point: ATC_Coo Point
10005217 |  | Generic Models | New Construction | ATC_Coo Point: ATC_Coo Point
10005276 |  | Generic Models | New Construction | ATC_Coo Point: ATC_Coo Point
10005345 |  | Generic Models | New Construction | ATC_Coo Point: ATC_Coo Point
10005416 |  | Generic Models | New Construction | ATC_Coo Point: ATC_Coo Point
10005439 |  | Generic Models | New Construction | ATC_Coo Point: ATC_Coo Point
10005464 |  | Generic Models | New Construction | ATC_Coo Point: ATC_Coo Point
10005565 |  | Generic Models | New Construction | ATC_Coo Point: ATC_Coo Point
10005672 |  | Generic Models | New Construction | ATC_Coo Point: ATC_Coo Point
10005697 |  | Generic Models | New Construction | ATC_Coo Point: ATC_Coo Point
10005716 |  | Generic Models | New Construction | ATC_Coo Point: ATC_Coo Point
10005741 |  | Generic Models | New Construction | ATC_Coo Point: ATC_Coo Point
10005780 |  | Generic Models | New Construction | ATC_Coo Point: ATC_Coo Point
10007272 |  | Generic Models | New Construction | ATC_Coo Point: ATC_Coo Point
10007311 |  | Generic Models | New Construction | ATC_Coo Point: ATC_Coo Point
10007326 |  | Generic Models | New Construction | ATC_Coo Point: ATC_Coo Point
10007345 |  | Generic Models | New Construction | ATC_Coo Point: ATC_Coo Point
10007432 |  | Generic Models | New Construction | ATC_Coo Point: ATC_Coo Point
10007459 |  | Generic Models | New Construction | ATC_Coo Point: ATC_Coo Point
10007500 |  | Generic Models | New Construction | ATC_Coo Point: ATC_Coo Point
10007557 |  | Generic Models | New Construction | ATC_Coo Point: ATC_Coo Point
10007576 |  | Generic Models | New Construction | ATC_Coo Point: ATC_Coo Point
10007631 |  | Generic Models | New Construction | ATC_Coo Point: ATC_Coo Point
10007690 |  | Generic Models | New Construction | ATC_Coo Point: ATC_Coo Point
10007739 |  | Generic Models | New Construction | ATC_Coo Point: ATC_Coo Point
10007810 |  | Generic Models | New Construction | ATC_Coo Point: ATC_Coo Point
10007895 |  | Generic Models | New Construction | ATC_Coo Point: ATC_Coo Point
10007920 |  | Generic Models | New Construction | ATC_Coo Point: ATC_Coo Point
10008071 |  | Generic Models | New Construction | ATC_Coo Point: ATC_Coo Point
10008208 |  | Generic Models | New Construction | ATC_Coo Point: ATC_Coo Point
10008323 |  | Generic Models | New Construction | ATC_Coo Point: ATC_Coo Point
10008340 |  | Generic Models | New Construction | ATC_Coo Point: ATC_Coo Point
10008409 |  | Generic Models | New Construction | ATC_Coo Point: ATC_Coo Point
10008432 |  | Generic Models | New Construction | ATC_Coo Point: ATC_Coo Point
10008477 |  | Generic Models | New Construction | ATC_Coo Point: ATC_Coo Point
10008556 |  | Generic Models | New Construction | ATC_Coo Point: ATC_Coo Point
10008647 |  | Generic Models | New Construction | ATC_Coo Point: ATC_Coo Point
10008772 |  | Generic Models | New Construction | ATC_Coo Point: ATC_Coo Point
10008847 |  | Generic Models | New Construction | ATC_Coo Point: ATC_Coo Point
10008934 |  | Generic Models | New Construction | ATC_Coo Point: ATC_Coo Point
10008993 |  | Generic Models | New Construction | ATC_Coo Point: ATC_Coo Point
10009028 |  | Generic Models | New Construction | ATC_Coo Point: ATC_Coo Point
10009059 |  | Generic Models | New Construction | ATC_Coo Point: ATC_Coo Point
10009082 |  | Generic Models | New Construction | ATC_Coo Point: ATC_Coo Point
10009113 |  | Generic Models | New Construction | ATC_Coo Point: ATC_Coo Point
10009134 |  | Generic Models | New Construction | ATC_Coo Point: ATC_Coo Point
10009223 |  | Generic Models | New Construction | ATC_Coo Point: ATC_Coo Point
10009244 |  | Generic Models | New Construction | ATC_Coo Point: ATC_Coo Point
10009267 |  | Generic Models | New Construction | ATC_Coo Point: ATC_Coo Point
10009328 |  | Generic Models | New Construction | ATC_Coo Point: ATC_Coo Point
10009355 |  | Generic Models | New Construction | ATC_Coo Point: ATC_Coo Point
10009408 |  | Generic Models | New Construction | ATC_Coo Point: ATC_Coo Point
10009433 |  | Generic Models | New Construction | ATC_Coo Point: ATC_Coo Point
10009498 |  | Generic Models | New Construction | ATC_Coo Point: ATC_Coo Point
10009517 |  | Generic Models | New Construction | ATC_Coo Point: ATC_Coo Point
10009548 |  | Generic Models | New Construction | ATC_Coo Point: ATC_Coo Point
10009601 |  | Generic Models | New Construction | ATC_Coo Point: ATC_Coo Point
10009624 |  | Generic Models | New Construction | ATC_Coo Point: ATC_Coo Point
10009657 |  | Generic Models | New Construction | ATC_Coo Point: ATC_Coo Point
10009680 |  | Generic Models | New Construction | ATC_Coo Point: ATC_Coo Point
10009701 |  | Generic Models | New Construction | ATC_Coo Point: ATC_Coo Point
10029038 |  | Structural Framing | Existing - ATC | C_BEA_CB_Concrete Beams_BxH_: 450x700mm | 01-01-01-14-005-30 | Suspended Beam | Cast in Situ |  |  | 267.07 |  | 0.88793
10066249 |  | Stairs | New Construction | Stairs 4: Stairs 4 | 01-01-01-16-001-30 | Stair | Cast In Situ |  |  | 153.45 |  | 0.21966
10066577 |  | Generic Models | New Construction | ATC_STR Vertical Opening (Rectangle): ATC_STR Vertical Opening (Rectangle)
10066642 |  | Floors | New Construction | Floor: C_SL_Concrete Slab_T_200mm | 01-01-01-07-005-30 | Upstand | Cast in Situ |  |  | 166.6 |  | 0.19623
10066649 |  | Floors | New Construction | Floor: C_SL_Concrete Slab_T_200mm | 01-01-01-07-005-30 | Upstand | Cast in Situ |  |  | 166.6 |  | 0.19561
10066691 |  | Generic Models | New Construction | ATC_STR Vertical Opening (Round with Depth): Ø35
10066693 |  | Generic Models | New Construction | ATC_STR Vertical Opening (Round with Depth): Ø35
10066697 |  | Generic Models | New Construction | ATC_STR Vertical Opening (Rectangle): 75x75x35
10066698 |  | Generic Models | New Construction | ATC_STR Vertical Opening (Rectangle): 75x75x35
10066699 |  | Generic Models | New Construction | ATC_STR Vertical Opening (Rectangle): 75x75x35
10066700 |  | Generic Models | New Construction | ATC_STR Vertical Opening (Rectangle): 75x75x35
10066701 |  | Generic Models | New Construction | ATC_STR Vertical Opening (Round): ATC_STR Vertical Opening (Round)
10066708 |  | Generic Models | New Construction | ATC_STR Vertical Opening (Round): ATC_STR Vertical Opening (Round)
10066713 |  | Generic Models | New Construction | ATC_STR Vertical Opening (Round): ATC_STR Vertical Opening (Round)
10066716 |  | Generic Models | New Construction | ATC_STR Vertical Opening (Round): Ø100
10066727 |  | Generic Models | New Construction | ATC_STR Vertical Opening (Round with Depth): Ø35
10066729 |  | Generic Models | New Construction | ATC_STR Vertical Opening (Round with Depth): Ø35
10066731 |  | Generic Models | New Construction | ATC_STR Vertical Opening (Round with Depth): Ø35
10066733 |  | Generic Models | New Construction | ATC_STR Vertical Opening (Round with Depth): Ø35
10066737 |  | Generic Models | New Construction | ATC_STR Vertical Opening (Round with Depth): Ø35
10066739 |  | Generic Models | New Construction | ATC_STR Vertical Opening (Round with Depth): Ø35
10066742 |  | Generic Models | New Construction | ATC_STR Vertical Opening (Rectangle): 75x75x35
10066743 |  | Generic Models | New Construction | ATC_STR Vertical Opening (Rectangle): 75x75x35
10066744 |  | Generic Models | New Construction | ATC_STR Vertical Opening (Rectangle): 75x75x35
10066748 |  | Generic Models | New Construction | ATC_STR Vertical Opening (Rectangle): 75x75x35
10066750 |  | Generic Models | New Construction | ATC_STR Vertical Opening (Rectangle): 75x75x35
10066753 |  | Generic Models | New Construction | ATC_STR Vertical Opening (Rectangle): 75x75x35
10066755 |  | Generic Models | New Construction | ATC_STR Vertical Opening (Rectangle): 75x75x35
10066757 |  | Generic Models | New Construction | ATC_STR Vertical Opening (Round with Depth): Ø35
10066759 |  | Generic Models | New Construction | ATC_STR Vertical Opening (Rectangle): 75x75x35
10066762 |  | Generic Models | New Construction | ATC_STR Vertical Opening (Rectangle): 75x75x35
10066765 |  | Generic Models | New Construction | ATC_STR Vertical Opening (Rectangle): 75x75x35
10066766 |  | Generic Models | New Construction | ATC_STR Vertical Opening (Rectangle): 75x75x35
10066767 |  | Generic Models | New Construction | ATC_STR Vertical Opening (Rectangle): 75x75x35
10066769 |  | Generic Models | New Construction | ATC_STR Vertical Opening (Rectangle): 75x75x35
10116831 |  | Generic Models | New Construction | ATC_STR Vertical Opening (Round): Ø415
10116861 |  | Generic Models | New Construction | ATC_STR Vertical Opening (Round): Ø415
10116862 |  | Generic Models | New Construction | ATC_STR Vertical Opening (Round): Ø415
10116890 |  | Generic Models | New Construction | ATC_STR Vertical Opening (Round): Ø415
10117690 |  | Generic Models | New Construction | ATC_STR Vertical Opening (Round): Ø50
10172146 |  | Generic Models | New Construction | ATC_Coo Point: ATC_Coo Point
10172147 |  | Generic Models | New Construction | ATC_Coo Point: ATC_Coo Point
10172148 |  | Generic Models | New Construction | ATC_Coo Point: ATC_Coo Point
10172149 |  | Generic Models | New Construction | ATC_Coo Point: ATC_Coo Point
10172150 |  | Generic Models | New Construction | ATC_Coo Point: ATC_Coo Point
10172151 |  | Generic Models | New Construction | ATC_Coo Point: ATC_Coo Point
10172152 |  | Generic Models | New Construction | ATC_Coo Point: ATC_Coo Point
10172153 |  | Generic Models | New Construction | ATC_Coo Point: ATC_Coo Point
10172154 |  | Generic Models | New Construction | ATC_Coo Point: ATC_Coo Point
10172155 |  | Generic Models | New Construction | ATC_Coo Point: ATC_Coo Point
10172156 |  | Generic Models | New Construction | ATC_Coo Point: ATC_Coo Point
10172157 |  | Generic Models | New Construction | ATC_Coo Point: ATC_Coo Point
10172158 |  | Generic Models | New Construction | ATC_Coo Point: ATC_Coo Point
10172159 |  | Generic Models | New Construction | ATC_Coo Point: ATC_Coo Point
10172160 |  | Generic Models | New Construction | ATC_Coo Point: ATC_Coo Point
10172161 |  | Generic Models | New Construction | ATC_Coo Point: ATC_Coo Point
10172162 |  | Generic Models | New Construction | ATC_Coo Point: ATC_Coo Point
10172163 |  | Generic Models | New Construction | ATC_Coo Point: ATC_Coo Point
10172164 |  | Generic Models | New Construction | ATC_Coo Point: ATC_Coo Point
10172165 |  | Generic Models | New Construction | ATC_Coo Point: ATC_Coo Point
10172166 |  | Generic Models | New Construction | ATC_Coo Point: ATC_Coo Point
10172167 |  | Generic Models | New Construction | ATC_Coo Point: ATC_Coo Point
10172168 |  | Generic Models | New Construction | ATC_Coo Point: ATC_Coo Point
10172169 |  | Generic Models | New Construction | ATC_Coo Point: ATC_Coo Point
10172170 |  | Generic Models | New Construction | ATC_Coo Point: ATC_Coo Point
10172171 |  | Generic Models | New Construction | ATC_Coo Point: ATC_Coo Point
10172172 |  | Generic Models | New Construction | ATC_Coo Point: ATC_Coo Point
10172173 |  | Generic Models | New Construction | ATC_Coo Point: ATC_Coo Point
10172174 |  | Generic Models | New Construction | ATC_Coo Point: ATC_Coo Point
10172175 |  | Generic Models | New Construction | ATC_Coo Point: ATC_Coo Point
10172176 |  | Generic Models | New Construction | ATC_Coo Point: ATC_Coo Point
10172177 |  | Generic Models | New Construction | ATC_Coo Point: ATC_Coo Point
10172178 |  | Generic Models | New Construction | ATC_Coo Point: ATC_Coo Point
10172179 |  | Generic Models | New Construction | ATC_Coo Point: ATC_Coo Point
10172180 |  | Generic Models | New Construction | ATC_Coo Point: ATC_Coo Point
10172181 |  | Generic Models | New Construction | ATC_Coo Point: ATC_Coo Point
10172182 |  | Generic Models | New Construction | ATC_Coo Point: ATC_Coo Point
10172183 |  | Generic Models | New Construction | ATC_Coo Point: ATC_Coo Point
10172184 |  | Generic Models | New Construction | ATC_Coo Point: ATC_Coo Point
10172185 |  | Generic Models | New Construction | ATC_Coo Point: ATC_Coo Point
10172186 |  | Generic Models | New Construction | ATC_Coo Point: ATC_Coo Point
10172187 |  | Generic Models | New Construction | ATC_Coo Point: ATC_Coo Point
10172188 |  | Generic Models | New Construction | ATC_Coo Point: ATC_Coo Point
10172189 |  | Generic Models | New Construction | ATC_Coo Point: ATC_Coo Point
10172190 |  | Generic Models | New Construction | ATC_Coo Point: ATC_Coo Point
10172191 |  | Generic Models | New Construction | ATC_Coo Point: ATC_Coo Point
10172194 |  | Generic Models | New Construction | ATC_Coo Point: ATC_Coo Point
10172195 |  | Generic Models | New Construction | ATC_Coo Point: ATC_Coo Point
10172196 |  | Generic Models | New Construction | ATC_Coo Point: ATC_Coo Point
10172197 |  | Generic Models | New Construction | ATC_Coo Point: ATC_Coo Point
10172198 |  | Generic Models | New Construction | ATC_Coo Point: ATC_Coo Point
10172199 |  | Generic Models | New Construction | ATC_Coo Point: ATC_Coo Point
10172200 |  | Generic Models | New Construction | ATC_Coo Point: ATC_Coo Point
10172201 |  | Generic Models | New Construction | ATC_Coo Point: ATC_Coo Point
10172202 |  | Generic Models | New Construction | ATC_Coo Point: ATC_Coo Point
10172203 |  | Generic Models | New Construction | ATC_Coo Point: ATC_Coo Point
10172204 |  | Generic Models | New Construction | ATC_Coo Point: ATC_Coo Point
10172205 |  | Generic Models | New Construction | ATC_Coo Point: ATC_Coo Point
10172206 |  | Generic Models | New Construction | ATC_Coo Point: ATC_Coo Point
10172207 |  | Generic Models | New Construction | ATC_Coo Point: ATC_Coo Point
10172208 |  | Generic Models | New Construction | ATC_Coo Point: ATC_Coo Point
10172209 |  | Generic Models | New Construction | ATC_Coo Point: ATC_Coo Point
10172210 |  | Generic Models | New Construction | ATC_Coo Point: ATC_Coo Point
10172211 |  | Generic Models | New Construction | ATC_Coo Point: ATC_Coo Point
10172212 |  | Generic Models | New Construction | ATC_Coo Point: ATC_Coo Point
10172213 |  | Generic Models | New Construction | ATC_Coo Point: ATC_Coo Point
10172214 |  | Generic Models | New Construction | ATC_Coo Point: ATC_Coo Point
10172215 |  | Generic Models | New Construction | ATC_Coo Point: ATC_Coo Point
10172216 |  | Generic Models | New Construction | ATC_Coo Point: ATC_Coo Point
10172217 |  | Generic Models | New Construction | ATC_Coo Point: ATC_Coo Point
10172218 |  | Generic Models | New Construction | ATC_Coo Point: ATC_Coo Point
10172219 |  | Generic Models | New Construction | ATC_Coo Point: ATC_Coo Point
10172220 |  | Generic Models | New Construction | ATC_Coo Point: ATC_Coo Point
10172221 |  | Generic Models | New Construction | ATC_Coo Point: ATC_Coo Point
10172222 |  | Generic Models | New Construction | ATC_Coo Point: ATC_Coo Point
10172223 |  | Generic Models | New Construction | ATC_Coo Point: ATC_Coo Point
10172224 |  | Generic Models | New Construction | ATC_Coo Point: ATC_Coo Point
10172225 |  | Generic Models | New Construction | ATC_Coo Point: ATC_Coo Point
10172226 |  | Generic Models | New Construction | ATC_Coo Point: ATC_Coo Point
10172227 |  | Generic Models | New Construction | ATC_Coo Point: ATC_Coo Point
10172228 |  | Generic Models | New Construction | ATC_Coo Point: ATC_Coo Point
10172229 |  | Generic Models | New Construction | ATC_Coo Point: ATC_Coo Point
10172230 |  | Generic Models | New Construction | ATC_Coo Point: ATC_Coo Point
10172231 |  | Generic Models | New Construction | ATC_Coo Point: ATC_Coo Point
10172333 |  | Generic Models | New Construction | ATC_Coo Point: ATC_Coo Point
10179169 |  | Structural Framing | New Construction | C_BEA_CB_Concrete Beams_BxH_: 600x600mm | 01-01-01-15-004-30 | Suspended Beam | Cast in Situ |  |  | 397.69 |  | 0.76699
10181581 |  | Generic Models | New Construction | ATC_Coo Point: ATC_Coo Point
10181582 |  | Generic Models | New Construction | ATC_Coo Point: ATC_Coo Point
10181583 |  | Generic Models | New Construction | ATC_Coo Point: ATC_Coo Point
10181584 |  | Generic Models | New Construction | ATC_Coo Point: ATC_Coo Point
10181585 |  | Generic Models | New Construction | ATC_Coo Point: ATC_Coo Point
10181586 |  | Generic Models | New Construction | ATC_Coo Point: ATC_Coo Point
10181587 |  | Generic Models | New Construction | ATC_Coo Point: ATC_Coo Point
10181588 |  | Generic Models | New Construction | ATC_Coo Point: ATC_Coo Point
10181589 |  | Generic Models | New Construction | ATC_Coo Point: ATC_Coo Point
10181590 |  | Generic Models | New Construction | ATC_Coo Point: ATC_Coo Point
10181591 |  | Generic Models | New Construction | ATC_Coo Point: ATC_Coo Point
10181592 |  | Generic Models | New Construction | ATC_Coo Point: ATC_Coo Point
10181593 |  | Generic Models | New Construction | ATC_Coo Point: ATC_Coo Point
10181594 |  | Generic Models | New Construction | ATC_Coo Point: ATC_Coo Point
10181595 |  | Generic Models | New Construction | ATC_Coo Point: ATC_Coo Point
10181596 |  | Generic Models | New Construction | ATC_Coo Point: ATC_Coo Point
10181597 |  | Generic Models | New Construction | ATC_Coo Point: ATC_Coo Point
10181598 |  | Generic Models | New Construction | ATC_Coo Point: ATC_Coo Point
10188243 |  | Walls | New Construction | Basic Wall: C_WAL_CW_Concrete Wall_T_250mm | 01-01-01-15-003-30 | Wall | Cast in Situ |  |  | 155.74 |  | 1.2265
10188254 |  | Walls | New Construction | Basic Wall: C_WAL_CW_Concrete Wall_T_250mm | 01-01-01-15-003-30 | Wall | Cast in Situ |  |  | 155.74 |  | 1.1363
10190751 |  | Structural Columns | New Construction | Stair Edge: Stair Edge | 01-01-01-07-004-30 | Stair | Cast in Situ |  |  | 121.51 | 1.4497 | 0.084219
10197401 |  | Generic Models | New Construction | ATC_STR Vertical Opening (Round): Ø100
10197406 |  | Generic Models | New Construction | ATC_STR Vertical Opening (Round): Ø50
10197411 |  | Generic Models | New Construction | ATC_STR Vertical Opening (Round): Ø50
10197416 |  | Generic Models | New Construction | ATC_STR Vertical Opening (Round): Ø80
10200781 |  | Generic Models | New Construction | ATC_Floor Opening (Round): Ø 150
10200782 |  | Generic Models | New Construction | ATC_STR Vertical Opening (Round): Ø100
10200787 |  | Generic Models | New Construction | ATC_STR Vertical Opening (Round): Ø100
10200801 |  | Generic Models | New Construction | ATC_STR Vertical Opening (Round): Ø50
10237627 |  | Generic Models | New Construction | ATC_Coo Point: ATC_Coo Point
10237629 |  | Generic Models | New Construction | ATC_Coo Point: ATC_Coo Point
10237630 |  | Generic Models | New Construction | ATC_Coo Point: ATC_Coo Point
10237631 |  | Generic Models | New Construction | ATC_Coo Point: ATC_Coo Point
10237632 |  | Generic Models | New Construction | ATC_Coo Point: ATC_Coo Point
10237633 |  | Generic Models | New Construction | ATC_Coo Point: ATC_Coo Point
10237634 |  | Generic Models | New Construction | ATC_Coo Point: ATC_Coo Point
10237635 |  | Generic Models | New Construction | ATC_Coo Point: ATC_Coo Point
10237671 |  | Generic Models | New Construction | ATC_Coo Point: ATC_Coo Point
10237681 |  | Generic Models | New Construction | ATC_Coo Point: ATC_Coo Point
10305748 |  | Walls | New Construction | Basic Wall: C_WAL_CW_Concrete Wall Planted_T_250mm | 01-01-01-14-006-30 | Wall | Cast in Situ |  |  | 175.03 |  | 0.77753
10307738 |  | Generic Models | New Construction | ATC_Coo Point: ATC_Coo Point
10307742 |  | Generic Models | New Construction | ATC_Coo Point: ATC_Coo Point
10307747 |  | Generic Models | New Construction | ATC_Coo Point: ATC_Coo Point
10307754 |  | Generic Models | New Construction | ATC_Coo Point: ATC_Coo Point
10307822 |  | Walls | Existing - ATC | Basic Wall: C_WAL_CW_Concrete Wall_T_350mm | 01-01-01-14-004-30 | Wall | Cast in Situ |  |  | 163.8 |  | 0.21
10316595 |  | Generic Models | New Construction | ATC_Floor Opening (Round): Ø 100
10316982 |  | Generic Models | New Construction | ATC_Coo Point: ATC_Coo Point
10317030 |  | Generic Models | New Construction | ATC_Coo Point: ATC_Coo Point
10317090 |  | Generic Models | New Construction | ATC_Coo Point: ATC_Coo Point
10317094 |  | Generic Models | New Construction | ATC_Coo Point: ATC_Coo Point
10317098 |  | Generic Models | New Construction | ATC_Coo Point: ATC_Coo Point
10317103 |  | Generic Models | New Construction | ATC_Coo Point: ATC_Coo Point
10317116 |  | Generic Models | New Construction | ATC_Coo Point: ATC_Coo Point
10317130 |  | Generic Models | New Construction | ATC_Coo Point: ATC_Coo Point
10317143 |  | Generic Models | New Construction | ATC_Coo Point: ATC_Coo Point
10317146 |  | Generic Models | New Construction | ATC_Coo Point: ATC_Coo Point
10388474 |  | Floors | New Construction | Floors 51: Floors 46 | 01-01-01-15-003-30 | Suspended Slab | Cast in Situ |  |  | 155 |  | 0.57437
10388675 |  | Generic Models | New Construction | ATC_STR Vertical Opening (Rectangle): ATC_STR Vertical Opening (Rectangle)
10388691 |  | Generic Models | New Construction | ATC_STR Vertical Opening (Round): Ø50
10388924 |  | Generic Models | New Construction | ATC_STR Vertical Opening (Rectangle): ATC_STR Vertical Opening (Rectangle)
10388935 |  | Generic Models | New Construction | ATC_STR Vertical Opening (Rectangle): ATC_STR Vertical Opening (Rectangle)
10389058 |  | Generic Models | New Construction | ATC_STR Vertical Opening (Rectangle): ATC_STR Vertical Opening (Rectangle)
10389112 |  | Generic Models | New Construction | ATC_STR Vertical Opening (Rectangle): 75x75x35
10389116 |  | Generic Models | New Construction | ATC_STR Vertical Opening (Rectangle): 75x75x35
10415749 |  | Floors | Existing - ATC | Floor: C_SL_Concrete Slab_T_450mm | 01-01-01-07-005-30 | Suspended Slab | Cast in Situ |  |  | 155 |  | 5.1998
10448376 |  | Floors | New Construction | Floors 58: Floors 55 | 01-01-01-15-001-30 | Suspended Slab | Cast in Situ |  |  | 155 |  | 0.047681
10457578 |  | Walls | New Construction | Walls 201: Walls 201
10483759 |  | Floors | New Construction | Floors 60: Floors 60 | 01-01-01-15-002-30 | Suspended Slab | Cast in Situ |  |  | 155 |  | 0.35353
10484547 |  | Floors | New Construction | Floors 61: Floors 61 | 01-01-01-15-003-30 | Suspended Slab | Cast in Situ |  |  | 155 |  | 0.0024774
10515275 |  | Generic Models | New Construction | ATC_STR Vertical Opening (Round with Depth): Ø35
10515375 |  | Generic Models | New Construction | ATC_STR Vertical Opening (Rectangle): ATC_STR Vertical Opening (Rectangle)
10515385 |  | Generic Models | New Construction | ATC_STR Vertical Opening (Rectangle): ATC_STR Vertical Opening (Rectangle)
10515394 |  | Generic Models | New Construction | ATC_STR Vertical Opening (Rectangle): ATC_STR Vertical Opening (Rectangle)
10515428 |  | Generic Models | New Construction | ATC_STR Vertical Opening (Rectangle): ATC_STR Vertical Opening (Rectangle)
10515429 |  | Generic Models | New Construction | ATC_STR Vertical Opening (Rectangle): ATC_STR Vertical Opening (Rectangle)
10515430 |  | Generic Models | New Construction | ATC_STR Vertical Opening (Rectangle): ATC_STR Vertical Opening (Rectangle)
10515436 |  | Generic Models | New Construction | ATC_STR Vertical Opening (Rectangle): 125x125x100
10515466 |  | Generic Models | New Construction | ATC_STR Vertical Opening (Round): ATC_STR Vertical Opening (Round)
10515467 |  | Generic Models | New Construction | ATC_STR Vertical Opening (Round): ATC_STR Vertical Opening (Round)
10548447 |  | Floors | New Construction | Floors 62: Floors 62
10548493 |  | Generic Models | New Construction | ATC_STR Vertical Opening (Round): Ø200
10548524 |  | Generic Models | New Construction | ATC_STR Vertical Opening (Rectangle): ATC_STR Vertical Opening (Rectangle)
10548534 |  | Generic Models | New Construction | ATC_STR Vertical Opening (Rectangle): ATC_STR Vertical Opening (Rectangle)
10548546 |  | Generic Models | New Construction | ATC_STR Vertical Opening (Round): Ø200
10548551 |  | Generic Models | New Construction | ATC_STR Vertical Opening (Rectangle): ATC_STR Vertical Opening (Rectangle)
10548554 |  | Generic Models | New Construction | ATC_STR Vertical Opening (Rectangle): 75x75x35
10548564 |  | Generic Models | New Construction | ATC_STR Vertical Opening (Rectangle): 75x75x35
10548608 |  | Generic Models | New Construction | ATC_STR Vertical Opening (Rectangle): 75x75x35
10548609 |  | Generic Models | New Construction | ATC_STR Vertical Opening (Rectangle): 75x75x35
10548614 |  | Generic Models | New Construction | ATC_STR Vertical Opening (Rectangle): 75x75x35
10548616 |  | Generic Models | New Construction | ATC_STR Vertical Opening (Rectangle): 75x75x35
10548619 |  | Generic Models | New Construction | ATC_STR Vertical Opening (Rectangle): 75x75x35
10548624 |  | Generic Models | New Construction | ATC_STR Vertical Opening (Round with Depth): Ø35
10548629 |  | Generic Models | New Construction | ATC_STR Vertical Opening (Rectangle): 75x75x35
10548630 |  | Generic Models | New Construction | ATC_STR Vertical Opening (Rectangle): 75x75x35
10548640 |  | Generic Models | New Construction | ATC_STR Vertical Opening (Rectangle): 75x75x35
10548642 |  | Generic Models | New Construction | ATC_STR Vertical Opening (Rectangle): 75x75x35
10548660 |  | Generic Models | New Construction | ATC_STR Vertical Opening (Rectangle): 75x75x35
10548661 |  | Generic Models | New Construction | ATC_STR Vertical Opening (Rectangle): 75x75x35
10548662 |  | Generic Models | New Construction | ATC_STR Vertical Opening (Rectangle): 75x75x35
10548663 |  | Generic Models | New Construction | ATC_STR Vertical Opening (Rectangle): 75x75x35
10552230 |  | Walls | New Construction | Basic Wall: C_WAL_CW_Concrete Wall_T_100mm | 01-01-01-15-004-30 | Upstand | Cast in Situ |  |  | 163.8 |  | 0.024609
10552381 |  | Walls | New Construction | Basic Wall: C_WAL_CW_Concrete Wall_T_300mm | 01-01-01-15-003-30 | Wall | Cast in Situ |  |  | 155.74 |  | 1.1954
10552391 |  | Walls | New Construction | Basic Wall: C_WAL_CW_Concrete Wall_T_300mm | 01-01-01-15-003-30 | Wall | Cast in Situ |  |  | 155.74 |  | 1.1954
10576367 |  | Structural Framing | Existing - ATC | C_BEA_CB_Concrete Beams_BxH_: 500x2340mm | 01-01-01-14-005-30 | Suspended Beam | Cast in Situ |  |  | 267.07 |  | 6.8625
10674036 |  | Generic Models | New Construction | Generic Models 39: Generic Models 39 | [7 empty] | 0.081324
10674311 |  | Generic Models | New Construction | Generic Models 69: Generic Models 69 | [7 empty] | 0.1432
10674343 |  | Generic Models | New Construction | Generic Models 70: Generic Models 70 | [7 empty] | 0.20908
10675401 |  | Generic Models | New Construction | Generic Models 65: Generic Models 65 | [7 empty] | 0.11153
10779084 |  | Floors | New Construction | Floor: C_SL_Concrete Slab_T_45mm | 01-01-01-16-005-30 | Suspended Slab | Cast in Situ |  |  | 155 |  | 0.041328
10779367 |  | Floors | New Construction | Floor: C_SL_Concrete Slab_T_250mm | 01-01-01-16-005-30 | Suspended Slab | Cast in Situ |  |  | 155 |  | 1.1933
10780361 |  | Floors | New Construction | Floor: C_SL_Concrete Slab_T_250mm | 01-01-01-16-005-30 | Suspended Slab | Cast in Situ |  |  | 155 |  | 0.41
10780731 |  | Floors | New Construction | Floor: C_SL_Concrete Slab_T_45mm | 01-01-01-16-005-30 | Suspended Slab | Cast in Situ |  |  | 155 |  | 0.029285
10820757 |  | Structural Framing | New Construction | VOID_BEA_Special (Cut)_BxH: 300 x 600
10842476 |  | Structural Framing | New Construction | VOID_BEA_Special (Cut)_BxH: 300 x 600
10842487 |  | Structural Framing | New Construction | VOID_BEA_Special (Cut)_BxH: 300 x 600
10848775 |  | Generic Models | New Construction | ATC_STR Vertical Opening (Rectangle): ATC_STR Vertical Opening (Rectangle)
10851134 |  | Generic Models | New Construction | ATC_STR Vertical Opening (Rectangle): 125x125x100
10851139 |  | Generic Models | New Construction | ATC_STR Vertical Opening (Rectangle): 125x125x100
10851853 |  | Generic Models | New Construction | ATC_STR Vertical Opening (Rectangle): 125x125x100
10852126 |  | Generic Models | New Construction | ATC_STR Vertical Opening (Rectangle): 125x125x100
10852200 |  | Generic Models | New Construction | ATC_STR Vertical Opening (Rectangle): 125x125x100
10853073 |  | Generic Models | New Construction | ATC_STR Vertical Opening (Rectangle): 125x125x100
10853214 |  | Generic Models | New Construction | ATC_STR Vertical Opening (Rectangle): 125x125x100
10853523 |  | Generic Models | New Construction | ATC_STR Vertical Opening (Round with Depth): Ø35
10853759 |  | Generic Models | New Construction | ATC_STR Vertical Opening (Rectangle): 125x125x100
10854600 |  | Generic Models | New Construction | ATC_STR Vertical Opening (Rectangle): 300x3280x100
10854790 |  | Generic Models | New Construction | ATC_STR Vertical Opening (Rectangle): 300x3280x100
10858118 |  | Generic Models | New Construction | ATC_STR Vertical Opening (Rectangle): 125x125x100
10858202 |  | Generic Models | New Construction | ATC_STR Vertical Opening (Rectangle): 125x125x100
10859348 |  | Walls | New Construction | Walls 161: Walls 161
10859485 |  | Generic Models | New Construction | ATC_STR Vertical Opening (Round with Depth): Ø35
10859490 |  | Generic Models | New Construction | ATC_STR Vertical Opening (Rectangle): 125x125x100
10859591 |  | Generic Models | New Construction | ATC_STR Vertical Opening (Rectangle): 125x125x100
10860826 |  | Generic Models | New Construction | ATC_STR Vertical Opening (Rectangle): 125x125x100
10861245 |  | Generic Models | New Construction | ATC_STR Vertical Opening (Rectangle): 125x125x100
10861381 |  | Generic Models | New Construction | ATC_STR Vertical Opening (Rectangle): 125x125x100
10862400 |  | Generic Models | New Construction | ATC_STR Vertical Opening (Round): Ø100
10862489 |  | Generic Models | New Construction | ATC_STR Vertical Opening (Round): Ø100
10862633 |  | Generic Models | New Construction | ATC_STR Vertical Opening (Round): Ø100
10862974 |  | Generic Models | New Construction | ATC_STR Vertical Opening (Rectangle): 125x125x100
10863801 |  | Generic Models | New Construction | ATC_STR Vertical Opening (Rectangle): 125x125x100
11150550 |  | Walls | New Construction | Walls 226: Walls 226
11152069 |  | Walls | New Construction | Walls 228: Walls 228
11152083 |  | Walls | New Construction | Walls 229: Walls 229
11152139 |  | Walls | New Construction | Walls 230: Walls 230
11152195 |  | Walls | New Construction | Walls 232: Walls 232
11152219 |  | Walls | New Construction | Walls 233: Walls 233
11195903 |  | Structural Framing | Existing - ATC | C_BEA_CB_Concrete Beams_BxH_: 500x2340mm | 01-01-01-14-005-30 | Suspended Beam | Cast in Situ |  |  | 267.07 |  | 1.6452
11195968 |  | Floors | New Construction | Floor: C_SL_Concrete Slab_T_250mm | 01-01-01-14-005-30 | Suspended Slab | Cast in Situ |  |  | 155 |  | 0.62355
11225741 |  | Walls | New Construction | Basic Wall: C_WAL_CW_Concrete Wall_T_100mm | 01-01-01-14-005-30 | Upstand | Cast in Situ |  |  | 166.6 |  | 0.013576
11260474 |  | Structural Framing | New Construction | VOID_BEA_Rectangular: Rectangular Beam TOP cut
11272745 |  | Walls | New Construction | w: w
11273685 |  | Structural Framing | New Construction | VOID_BEA_Rectangular: Rectangular Beam TOP cut
11273695 |  | Structural Framing | New Construction | VOID_BEA_Rectangular: Rectangular Beam TOP cut
11291342 |  | Structural Framing | New Construction | VOID_BEA_Rectangular: Rectangular Beam TOP cut
11291352 |  | Structural Framing | New Construction | VOID_BEA_Rectangular: Rectangular Beam TOP cut
11538386 |  | Generic Models | New Construction | ATC_STR Vertical Opening (Rectangle): ATC_STR Vertical Opening (Rectangle)
11538445 |  | Generic Models | New Construction | ATC_STR Vertical Opening (Rectangle): 125x125x100
11538455 |  | Generic Models | New Construction | ATC_STR Vertical Opening (Rectangle): 125x125x100
11538469 |  | Generic Models | New Construction | ATC_STR Vertical Opening (Rectangle): 125x125x100
11538482 |  | Generic Models | New Construction | ATC_STR Vertical Opening (Round): Ø100
11539356 |  | Generic Models | New Construction | ATC_STR Vertical Opening (Rectangle): 75x75x35
11544875 |  | Generic Models | New Construction | ATC_STR Vertical Opening (Rectangle): 75x75x35
11544876 |  | Generic Models | New Construction | ATC_STR Vertical Opening (Round with Depth): Ø35
11544877 |  | Generic Models | New Construction | ATC_STR Vertical Opening (Rectangle): 75x75x35
11544878 |  | Generic Models | New Construction | ATC_STR Vertical Opening (Rectangle): 75x75x35
11544885 |  | Generic Models | New Construction | ATC_STR Vertical Opening (Round with Depth): Ø35
11544887 |  | Generic Models | New Construction | ATC_STR Vertical Opening (Round with Depth): Ø35
11544890 |  | Generic Models | New Construction | ATC_STR Vertical Opening (Round with Depth): Ø35
11544891 |  | Generic Models | New Construction | ATC_STR Vertical Opening (Rectangle): 75x75x35
11544896 |  | Generic Models | New Construction | ATC_STR Vertical Opening (Rectangle): 75x75x35
11545034 |  | Generic Models | New Construction | ATC_STR Vertical Opening (Rectangle): 75x75x35
11545081 |  | Generic Models | New Construction | ATC_STR Vertical Opening (Round with Depth): Ø35
11545152 |  | Generic Models | New Construction | ATC_STR Vertical Opening (Rectangle): 75x75x35
11545316 |  | Generic Models | New Construction | ATC_STR Vertical Opening (Rectangle): 75x75x35
11545403 |  | Generic Models | New Construction | ATC_STR Vertical Opening (Rectangle): 75x75x35
11545473 |  | Generic Models | New Construction | ATC_STR Vertical Opening (Rectangle): 75x75x35
11545555 |  | Generic Models | New Construction | ATC_STR Vertical Opening (Rectangle): 75x75x35
11545720 |  | Generic Models | New Construction | ATC_STR Vertical Opening (Round with Depth): Ø35
11545903 |  | Generic Models | New Construction | ATC_STR Vertical Opening (Round with Depth): Ø35
11546013 |  | Generic Models | New Construction | ATC_STR Vertical Opening (Round with Depth): Ø35
11546309 |  | Generic Models | New Construction | ATC_STR Vertical Opening (Round with Depth): Ø35
11546397 |  | Generic Models | New Construction | ATC_STR Vertical Opening (Rectangle): 75x75x35
11546557 |  | Generic Models | New Construction | ATC_STR Vertical Opening (Rectangle): 75x75x35
11546612 |  | Generic Models | New Construction | ATC_STR Vertical Opening (Round with Depth): Ø35
11546732 |  | Generic Models | New Construction | ATC_STR Vertical Opening (Rectangle): 75x75x35
11547143 |  | Generic Models | New Construction | ATC_STR Vertical Opening (Round with Depth): Ø35
11547257 |  | Generic Models | New Construction | ATC_STR Vertical Opening (Rectangle): 75x75x35
11547317 |  | Generic Models | New Construction | ATC_STR Vertical Opening (Rectangle): 75x75x35
11547377 |  | Generic Models | New Construction | ATC_STR Vertical Opening (Rectangle): 75x75x35
11547531 |  | Generic Models | New Construction | ATC_STR Vertical Opening (Round with Depth): Ø35
11547572 |  | Generic Models | New Construction | ATC_STR Vertical Opening (Rectangle): 75x75x35
11547614 |  | Generic Models | New Construction | ATC_STR Vertical Opening (Rectangle): 75x75x35
11547699 |  | Generic Models | New Construction | ATC_STR Vertical Opening (Rectangle): 75x75x35
11547784 |  | Generic Models | New Construction | ATC_STR Vertical Opening (Rectangle): 75x75x35
11547902 |  | Generic Models | New Construction | ATC_General Surface Opening (Rectangle): ATC_General Surface Opening (Rectangle)
11548999 |  | Generic Models | New Construction | ATC_STR Vertical Opening (Rectangle): ATC_STR Vertical Opening (Rectangle)
11569559 |  | Structural Framing | Existing - ATC | C_BEA_CB_Concrete Beams_BxH_: 500x1940mm | 01-01-01-07-005-30 | Suspended Beam | Cast in Situ |  |  | 267.07 |  | 4.4173
11579287 |  | Generic Models | New Construction | ATC_STR Vertical Opening (Rectangle): 75x75x35
11634363 |  | Generic Models | New Construction | ATC_STR Vertical Opening (Rectangle): 125x125x100
11684551 |  | Structural Framing | New Construction | VOID_BEA_Special (Cut)_BxH: 305 x 550
11684558 |  | Structural Framing | New Construction | VOID_BEA_Special (Cut)_BxH: 305 x 550
11684565 |  | Structural Framing | New Construction | VOID_BEA_Special (Cut)_BxH: 305 x 550
11684591 |  | Structural Framing | New Construction | VOID_BEA_Special (Cut)_BxH: 305 x 550
11767953 |  | Floors | New Construction | Floor: C_SL_Concrete Slab_T_200mm | 01-01-01-14-005-30 | Suspended Slab | Cast in Situ |  |  | 155 |  | 0.20334
11833893 |  | Walls | New Construction | Basic Wall: C_WAL_CW_Concrete Wall_T_100mm | 01-01-01-16-004-30 | Upstand | Cast in Situ |  |  | 163.8 |  | 0.16301
11834516 |  | Walls | Existing - ATC | Basic Wall: C_WAL_CW_Concrete Wall_T_500mm | 01-01-01-07-004-30 | Wall | Cast in Situ |  |  | 163.8 |  | 2.156
11834528 |  | Walls | Existing - ATC | Basic Wall: C_WAL_CW_Concrete Wall_T_500mm | 01-01-01-07-004-30 | Wall | Cast in Situ |  |  | 163.8 |  | 2.3571
11857414 |  | Generic Models | New Construction | ATC_STR Vertical Opening (Round): ATC_STR Vertical Opening (Round)
11857428 |  | Generic Models | New Construction | ATC_STR Vertical Opening (Round): ATC_STR Vertical Opening (Round)
11857430 |  | Generic Models | New Construction | ATC_STR Vertical Opening (Round): ATC_STR Vertical Opening (Round)
11857562 |  | Generic Models | New Construction | ATC_Floor Opening (Round): Ø 110
11857596 |  | Generic Models | New Construction | ATC_Floor Opening (Round): Ø 150
11857719 |  | Generic Models | New Construction | ATC_Floor Opening (Round): Ø 150
11857809 |  | Generic Models | New Construction | ATC_Floor Opening (Round): Ø 150
11857814 |  | Generic Models | New Construction | ATC_Floor Opening (Round): Ø 150
11857843 |  | Generic Models | New Construction | ATC_Floor Opening (Round): Ø 110
11857898 |  | Generic Models | New Construction | VOID_GM-2A-ST-21: VOID_GM-2A-ST-21
11857927 |  | Generic Models | New Construction | VOID_GM-2A-ST-22: VOID_GM-2A-ST-22
11857957 |  | Generic Models | New Construction | VOID_GM-2A-ST-23: VOID_GM-2A-ST-23
11857985 |  | Generic Models | New Construction | VOID_GM-2A-ST-24: VOID_GM-2A-ST-24
11858160 |  | Generic Models | New Construction | VOID_GM-2A-SL-09: VOID_GM-2A-SL-09
11879010 |  | Generic Models | New Construction | ATC_STR Vertical Opening (Rectangle): ATC_STR Vertical Opening (Rectangle)
11893340 |  | Generic Models | New Construction | ATC_Floor Opening: 150 x 150 x 300
11893534 |  | Generic Models | New Construction | ATC_Floor Opening: 150 x 150 x 300
11893537 |  | Generic Models | New Construction | ATC_Floor Opening: 150 x 150 x 300
11893560 |  | Generic Models | New Construction | ATC_Floor Opening (Round): Ø 110
11893564 |  | Generic Models | New Construction | ATC_Floor Opening: 150 x 150 x 300
11893567 |  | Generic Models | New Construction | ATC_Floor Opening: 150 x 150 x 300
11893568 |  | Generic Models | New Construction | ATC_Floor Opening: 150 x 150 x 300
11893570 |  | Generic Models | New Construction | ATC_Floor Opening: 200 x 200 x 300
11893572 |  | Generic Models | New Construction | ATC_Floor Opening: 200 x 200 x 300
11893574 |  | Generic Models | New Construction | ATC_Floor Opening: 150 x 150 x 300
11893576 |  | Generic Models | New Construction | ATC_Floor Opening: 150 x 150 x 300
11893577 |  | Generic Models | New Construction | ATC_Floor Opening: 150 x 150 x 300
11893578 |  | Generic Models | New Construction | ATC_Floor Opening: 150 x 150 x 300
11900898 |  | Walls | New Construction | Basic Wall: C_WAL_CW_Concrete Wall_T_100mm | 01-01-01-16-004-30 | Upstand | Cast in Situ |  |  | 163.8 |  | 0.033394
11926856 |  | Generic Models | New Construction | ATC_General Surface Opening: ATC_General Surface Opening
11928908 |  | Walls | Existing - ATC | Basic Wall: C_WAL_CW_Concrete Wall Planted _T_600mm | 01-01-01-07-005-30 | Wall | Cast in Situ |  |  | 166.6 |  | 12.6269
11936874 |  | Generic Models | New Construction | ATC_STR Vertical Opening (Rectangle): ATC_STR Vertical Opening (Rectangle)
11936884 |  | Generic Models | New Construction | ATC_STR Vertical Opening (Rectangle): ATC_STR Vertical Opening (Rectangle)
11936893 |  | Generic Models | New Construction | ATC_STR Vertical Opening (Round): Ø50
11936899 |  | Generic Models | New Construction | ATC_Floor Opening (Round): Ø 150
11936905 |  | Generic Models | New Construction | ATC_Floor Opening (Round): Ø 150
11937344 |  | Generic Models | New Construction | ATC_General Surface Opening (Rectangle): ATC_General Surface Opening (Rectangle)
11937358 |  | Generic Models | New Construction | ATC_General Surface Opening (Rectangle): ATC_General Surface Opening (Rectangle)
11937361 |  | Generic Models | New Construction | ATC_General Surface Opening (Rectangle): ATC_General Surface Opening (Rectangle)
11978951 |  | Walls | New Construction | Basic Wall: C_WAL_CW_Concrete Wall_T_500mm | 01-01-01-16-004-30 | Wall | Cast in Situ |  |  | 163.8 |  | 15.9513
11990888 |  | Walls | New Construction | Basic Wall: C_WAL_CW_Concrete Wall_T_100mm | 01-01-01-15-004-30 | Upstand | Cast in Situ |  |  | 163.8 |  | 0.27559
11990898 |  | Walls | New Construction | Basic Wall: C_WAL_CW_Concrete Wall_T_100mm | 01-01-01-16-004-30 | Upstand | Cast in Situ |  |  | 163.8 |  | 0.060059
11990908 |  | Walls | New Construction | Basic Wall: C_WAL_CW_Concrete Wall_T_100mm | 01-01-01-16-004-30 | Upstand | Cast in Situ |  |  | 163.8 |  | 0.027513
11990918 |  | Walls | New Construction | Basic Wall: C_WAL_CW_Concrete Wall_T_100mm | 01-01-01-15-004-30 | Upstand | Cast in Situ |  |  | 163.8 |  | 0.013789
12008441 |  | Generic Models | New Construction | ATC_Floor Opening (Round): Ø 110
12008452 |  | Generic Models | New Construction | ATC_Floor Opening: 200 x 200 x 300
12054689 |  | Generic Models | New Construction | ATC_STR Vertical Opening (Rectangle): ATC_STR Vertical Opening (Rectangle)
12079774 |  | Walls | New Construction | Basic Wall: C_WAL_CW_Concrete Wall_T_200mm | 01-01-01-07-004-30 | Wall | Cast in Situ |  |  | 163.8 |  | 0.144
12083163 |  | Walls | Existing - ATC | Basic Wall: C_WAL_CW_Concrete Wall_T_200mm | 01-01-01-07-003-30 | Wall | Cast in Situ |  |  | 155.74 |  | 1.1876
12101808 |  | Walls | New Construction | Walls 62: Walls 62
12101835 |  | Walls | New Construction | Walls 97: Walls 97
12129578 |  | Generic Models | New Construction | VOID_Transfer Wall: VOID_Transfer Wall
12129630 |  | Generic Models | New Construction | VOID_Transfer Wall_1: VOID_Transfer Wall_1
12152377 |  | Generic Models | New Construction | ATC_STR Vertical Opening (Rectangle): 700X750X500
12152544 |  | Generic Models | New Construction | ATC_STR Vertical Opening (Rectangle): 700X750X500
12152907 |  | Generic Models | New Construction | ATC_STR Vertical Opening (Round): Ø150
12152947 |  | Generic Models | New Construction | ATC_STR Vertical Opening (Round): Ø150
12157839 |  | Walls | Existing - ATC | Basic Wall: C_WAL_CW_Concrete Wall_T_500mm | 01-01-01-07-005-30 | Wall | Cast in Situ |  |  | 166.6 |  | 2.5973
12176336 |  | Walls | New Construction | Walls 27: Walls 27
12178685 |  | Walls | Existing - ATC | Basic Wall: C_WAL_CW_Concrete Wall_T_350mm | 01-01-01-16-001-30 | Wall | Cast in Situ |  |  | 132.04 |  | 8.4497
12179790 |  | Walls | Existing - ATC | Basic Wall: C_WAL_CW_Concrete Wall_T_350mm | 01-01-01-16-001-30 | Wall | Cast in Situ |  |  | 132.04 |  | 4.7743
12179983 |  | Walls | Existing - ATC | Basic Wall: C_WAL_CW_Concrete Wall_T_350mm | 01-01-01-16-001-30 | Wall | Cast in Situ |  |  | 132.04 |  | 4.7743
12180078 |  | Walls | Existing - ATC | Basic Wall: C_WAL_CW_Concrete Wall_T_350mm | 01-01-01-16-001-30 | Wall | Cast in Situ |  |  | 132.04 |  | 4.7743
12180175 |  | Doors | New Construction | ATC_Door_Opening: 1260 x 2280
12180616 |  | Walls | Existing - ATC | Basic Wall: C_WAL_CW_Concrete Wall_T_350mm | 01-01-01-16-002-30 | Wall | Cast in Situ |  |  | 119.75 |  | 5.8322
12181308 |  | Walls | Existing - ATC | Basic Wall: C_WAL_CW_Concrete Wall_T_350mm | 01-01-01-16-002-30 | Wall | Cast in Situ |  |  | 119.75 |  | 3.3492
12181347 |  | Walls | Existing - ATC | Basic Wall: C_WAL_CW_Concrete Wall_T_350mm | 01-01-01-16-002-30 | Wall | Cast in Situ |  |  | 119.75 |  | 2.9449
12181388 |  | Walls | Existing - ATC | Basic Wall: C_WAL_CW_Concrete Wall_T_350mm | 01-01-01-16-002-30 | Wall | Cast in Situ |  |  | 119.75 |  | 2.9449
12181763 |  | Walls | Existing - ATC | Basic Wall: C_WAL_CW_Concrete Wall_T_350mm | 01-01-01-16-001-30 | Wall | Cast in Situ |  |  | 132.04 |  | 8.3179
12181775 |  | Doors | New Construction | ATC_Door_Opening: 1260 x 2565
12181896 |  | Walls | Existing - ATC | Basic Wall: C_WAL_CW_Concrete Wall_T_350mm | 01-01-01-16-003-30 | Wall | Cast in Situ |  |  | 155.74 |  | 4.9082
12181924 |  | Walls | Existing - ATC | Basic Wall: C_WAL_CW_Concrete Wall_T_350mm | 01-01-01-16-003-30 | Wall | Cast in Situ |  |  | 155.74 |  | 4.9082
12181956 |  | Walls | Existing - ATC | Basic Wall: C_WAL_CW_Concrete Wall_T_350mm | 01-01-01-16-003-30 | Wall | Cast in Situ |  |  | 155.74 |  | 4.9082
12182237 |  | Walls | Existing - ATC | Basic Wall: C_WAL_CW_Concrete Wall_T_350mm | 01-01-01-16-002-30 | Wall | Cast in Situ |  |  | 119.75 |  | 5.8322
12186054 |  | Walls | New Construction | Walls 67: Walls 67
12187079 |  | Generic Models | New Construction | ATC_STR Vertical Opening (Round): Ø150
12191192 |  | Generic Models | New Construction | ATC_STR Vertical Opening (Rectangle): 75x75x47
12191210 |  | Generic Models | New Construction | ATC_STR Vertical Opening (Rectangle): 75x75x47
12191226 |  | Generic Models | New Construction | ATC_STR Vertical Opening (Rectangle): 75x75x47
12191235 |  | Generic Models | New Construction | ATC_STR Vertical Opening (Rectangle): 75x75x47
12191254 |  | Generic Models | New Construction | ATC_STR Vertical Opening (Rectangle): 700X750X500
12191259 |  | Generic Models | New Construction | ATC_STR Vertical Opening (Rectangle): 700X750X500
12191483 |  | Generic Models | New Construction | VOID_GM-2A-ST-22_1: VOID_GM-2A-ST-22_1
12191608 |  | Generic Models | New Construction | ATC_STR_VERTICAL OPENING (ROUND): ATC_STR_VERTICAL OPENING (ROUND)
12200882 |  | Walls | New Construction | Walls 86: Walls 86
12201343 |  | Walls | New Construction | Walls 98: Walls 98
12201866 |  | Walls | New Construction | Walls 168: Walls 168
12202174 |  | Walls | New Construction | Walls 169: Walls 169
12203857 |  | Walls | New Construction | Walls 197: Walls 197
12204318 |  | Walls | New Construction | Walls 227: Walls 227
12225040 |  | Generic Models | New Construction | ATC_STR_VERTICAL OPENING (ROUND): ATC_STR_VERTICAL OPENING (ROUND)
12225531 |  | Generic Models | New Construction | ATC_STR_VERTICAL OPENING (ROUND): ATC_STR_VERTICAL OPENING (ROUND)
12225576 |  | Generic Models | New Construction | ATC_STR_VERTICAL OPENING (ROUND): ATC_STR_VERTICAL OPENING (ROUND)
12225592 |  | Generic Models | New Construction | ATC_STR_VERTICAL OPENING (ROUND): ATC_STR_VERTICAL OPENING (ROUND)
12233013 |  | Walls | Existing - ATC | Basic Wall: C_WAL_CW_Concrete Wall_T_200mm | 01-01-01-07-005-30 | Wall | Cast in Situ |  |  | 166.6 |  | 0.11108
12254891 |  | Generic Models | Existing - ATC | ATC_STR_VERTICAL OPENING (ROUND): ATC_STR_VERTICAL OPENING (ROUND)
12258487 |  | Generic Models | New Construction | VOID_E11_1: VOID_E11_1
12258804 |  | Generic Models | New Construction | VOID_E11_2: VOID_E11_2
12259223 |  | Generic Models | New Construction | VOID_E11_3: VOID_E11_3
12259621 |  | Generic Models | New Construction | E15_1: E15_1
12260098 |  | Generic Models | New Construction | VOID_E15_1: VOID_E15_1
12261957 |  | Generic Models | New Construction | ATC_Floor Opening: 250 x 800 x 300
12295024 |  | Generic Models | New Construction | ATC_STR Vertical Opening (Rectangle): 75x75x200
12295702 |  | Generic Models | New Construction | ATC_STR Vertical Opening (Rectangle): 75x75x200
12298688 |  | Walls | New Construction | Basic Wall: C_WAL_CW_Concrete Wall_T_100mm | 01-01-01-07-005-30 | Upstand | Cast in Situ |  |  | 166.6 |  | 0.38051
12299488 |  | Generic Models | New Construction | VOID_UPSTAND_GALLERY: VOID_UPSTAND_GALLERY
12308314 |  | Walls | New Construction | Basic Wall: C_WAL_CW_Concrete Wall Planted_T_300mm | 01-01-01-14-005-30 | Wall | Cast in Situ |  |  | 166.6 |  | 4.0201
12309609 |  | Generic Models | New Construction | VOID_WALL_1: VOID_WALL_1
12309689 |  | Generic Models | New Construction | VOID_WALL_2: VOID_WALL_2
12310798 |  | Walls | New Construction | Basic Wall: C_WAL_CW_Concrete Wall Planted_T_300mm | 01-01-01-14-005-30 | Wall | Cast in Situ |  |  | 166.6 |  | 1.2795
12311255 |  | Walls | New Construction | Basic Wall: C_WAL_CW_Concrete Wall Planted_T_300mm | 01-01-01-14-005-30 | Wall | Cast in Situ |  |  | 166.6 |  | 1.0931
12312310 |  | Generic Models | New Construction | VOID_WALL_4: VOID_WALL_4
12312975 |  | Walls | New Construction | Basic Wall: C_WAL_CW_Concrete Wall Planted_T_300mm | 01-01-01-14-005-30 | Wall | Cast in Situ |  |  | 166.6 |  | 0.96887
12314161 |  | Generic Models | New Construction | VOID_WALL_7: VOID_WALL_7
12330650 |  | Walls | Existing - ATC | Basic Wall: C_WAL_CW_Concrete Wall_T_510mm | 01-01-01-16-001-30 | Wall | Cast in Situ |  |  | 132.04 |  | 8.3136
12330723 |  | Walls | Existing - ATC | Basic Wall: C_WAL_CW_Concrete Wall_T_520mm | 01-01-01-16-001-30 | Wall | Cast in Situ |  |  | 132.04 |  | 8.5601
12339837 |  | Generic Models | New Construction | ATC_STR_VERTICAL OPENING (ROUND): ATC_STR_VERTICAL OPENING (ROUND)
12339838 |  | Generic Models | New Construction | ATC_STR_VERTICAL OPENING (ROUND): ATC_STR_VERTICAL OPENING (ROUND)
12368133 |  | Walls | Existing - ATC | Basic Wall: C_WAL_CW_Concrete Wall_T_500mm | 01-01-01-16-003-30 | Wall | Cast in Situ |  |  | 155.74 |  | 2.5594
12396108 |  | Walls | New Construction | Basic Wall: C_WAL_CW_Concrete Wall_T_250mm | 01-01-01-16-003-30 | Upstand | Cast in Situ |  |  | 155.74 |  | 0.31837
12407954 |  | Generic Models | New Construction | ATC_Floor Opening (Rectangle).0001: ATC_Floor Opening (Rectangle).0001
12407956 |  | Generic Models | New Construction | ATC_Floor Opening (Rectangle).0001: ATC_Floor Opening (Rectangle).0001
12407957 |  | Generic Models | New Construction | ATC_Floor Opening (Rectangle).0001: ATC_Floor Opening (Rectangle).0001
12407959 |  | Generic Models | New Construction | ATC_Floor Opening (Rectangle).0001: ATC_Floor Opening (Rectangle).0001
12446394 |  | Generic Models | New Construction | ATC_STR Vertical Opening (Rectangle): 75x75x35
12449197 |  | Generic Models | New Construction | ATC_STR Vertical Opening (Rectangle): ATC_STR Vertical Opening (Rectangle)
12449329 |  | Generic Models | New Construction | ATC_STR Vertical Opening (Rectangle): 75x75x35
12449332 |  | Generic Models | New Construction | ATC_STR Vertical Opening (Round with Depth): Ø35
12449338 |  | Generic Models | New Construction | ATC_STR Vertical Opening (Round with Depth): Ø35
12454922 |  | Generic Models | New Construction | ATC_STR Vertical Opening (Round with Depth): Ø35
12454927 |  | Generic Models | New Construction | ATC_STR Vertical Opening (Round with Depth): Ø35
12455056 |  | Generic Models | New Construction | ATC_STR Vertical Opening (Round with Depth): Ø35
12455479 |  | Generic Models | New Construction | ATC_STR Vertical Opening (Round with Depth): Ø35
12457050 |  | Generic Models | New Construction | ATC_STR Vertical Opening (Round with Depth): Ø35
12457339 |  | Generic Models | New Construction | ATC_STR Vertical Opening (Round with Depth): Ø35
12457851 |  | Generic Models | New Construction | ATC_STR Vertical Opening (Round with Depth): Ø35
12458213 |  | Generic Models | New Construction | ATC_STR Vertical Opening (Round with Depth): Ø35
12469548 |  | Generic Models | New Construction | ATC_STR Vertical Opening (Rectangle): ATC_STR Vertical Opening (Rectangle)
12590322 |  | Generic Models | New Construction | ATC_STR Vertical Opening (Rectangle): 75x75x35
12590350 |  | Floors | New Construction | Floors 19: Floors 4 | 01-01-01-07-005-30 | Secondary Steel | Cast in Situ |  |  |  |  | 0.16653
12642371 |  | Walls | New Construction | Walls 231: Walls 231
12686737 |  | Generic Models | New Construction | ATC_Coo Point: ATC_Coo Point
12686745 |  | Generic Models | New Construction | ATC_Coo Point: ATC_Coo Point
12686746 |  | Generic Models | New Construction | ATC_Coo Point: ATC_Coo Point
12686749 |  | Generic Models | New Construction | ATC_Coo Point: ATC_Coo Point
12686751 |  | Generic Models | New Construction | ATC_Coo Point: ATC_Coo Point
12705678 |  | Walls | Existing - ATC | Basic Wall: C_WAL_CW_Concrete Wall Planted _T_600mm | 01-01-01-07-005-30 | Wall | Cast in Situ |  |  | 166.6 |  | 5.5976
12705688 |  | Walls | New Construction | Basic Wall: C_WAL_CW_Concrete Wall Planted _T_600mm | 01-01-01-07-005-30 | Wall | Cast in Situ |  |  | 166.6 |  | 5.7769
12716207 |  | Generic Models | New Construction | ATC_STR Vertical Opening (Round with Depth): Ø175
12737341 |  | Walls | New Construction | Basic Wall: C_WAL_PW_Planted Wall_T_400mm | 01-01-01-14-005-30 | Wall | Cast in Situ |  |  | 166.6 |  | 0.077449
12737590 |  | Generic Models | New Construction | VOID_WALL_8: VOID_WALL_8
12737662 |  | Generic Models | New Construction | VOID_WALL_9: VOID_WALL_9
12768844 |  | Walls | New Construction | Basic Wall: C_WAL_CW_Concrete Wall_T_200mm | 01-01-01-14-003-30 | Wall | Cast in Situ |  |  | 155.74 |  | 0.05104
12769199 |  | Walls | New Construction | Basic Wall: C_WAL_CW_Concrete Wall_T_200mm | 01-01-01-14-004-30 | Wall | Cast in Situ |  |  | 163.8 |  | 0.064768
12820309 |  | Floors | Existing - ATC | Floor: C_SL_Concrete Slab_T_800mm | 01-01-01-15-003-30 | Suspended Slab | Cast in Situ |  |  | 155 |  | 6.8856
12821275 |  | Floors | New Construction | Floors 81: Floors 81 | 01-01-01-15-003-30 | Suspended Slab | Cast in Situ |  |  | 155 |  | 1.4662
12822222 |  | Floors | New Construction | Floors 82: Floors 82 | 01-01-01-15-003-30 | Suspended Slab | Cast in Situ |  |  | 155 |  | 0.67015
12840095 |  | Generic Models | New Construction | Generic Models 38: Generic Models 38 | [7 empty] | 0.99911
12841092 |  | Generic Models | New Construction | ATC_Coo Point: ATC_Coo Point
12841166 |  | Generic Models | New Construction | ATC_Coo Point: ATC_Coo Point
12841196 |  | Generic Models | New Construction | ATC_Coo Point: ATC_Coo Point
12841227 |  | Generic Models | New Construction | ATC_Coo Point: ATC_Coo Point
12841255 |  | Generic Models | New Construction | ATC_Coo Point: ATC_Coo Point
12841780 |  | Walls | New Construction | Basic Wall: C_WAL_CW_Concrete Wall_T_200mm | 01-01-01-14-003-30 | Wall | Cast in Situ |  |  | 155.74 |  | 0.0528
12872012 |  | Generic Models | New Construction | ATC_Coo Point: ATC_Coo Point
12872013 |  | Generic Models | New Construction | ATC_Coo Point: ATC_Coo Point
12872014 |  | Generic Models | New Construction | ATC_Coo Point: ATC_Coo Point
12927551 |  | Generic Models | New Construction | ATC_General Surface Opening (Rectangle): ATC_General Surface Opening (Rectangle)
12927565 |  | Generic Models | New Construction | ATC_General Surface Opening (Rectangle): ATC_General Surface Opening (Rectangle)
12927582 |  | Generic Models | New Construction | ATC_General Surface Opening (Rectangle): ATC_General Surface Opening (Rectangle)
12927593 |  | Generic Models | New Construction | ATC_STR Vertical Opening (Round with Depth): Ø100
12927595 |  | Generic Models | New Construction | ATC_STR Vertical Opening (Round with Depth): Ø100
12927622 |  | Generic Models | New Construction | ATC_General Surface Opening (Rectangle): ATC_General Surface Opening (Rectangle)
12927968 |  | Generic Models | New Construction | ATC_General Surface Opening (Rectangle): ATC_General Surface Opening (Rectangle)
12927977 |  | Generic Models | New Construction | ATC_General Surface Opening (Rectangle): ATC_General Surface Opening (Rectangle)
12928109 |  | Generic Models | New Construction | ATC_General Surface Opening (Rectangle): ATC_General Surface Opening (Rectangle)
12928321 |  | Generic Models | New Construction | ATC_General Surface Opening (Rectangle): ATC_General Surface Opening (Rectangle)
12928431 |  | Generic Models | New Construction | ATC_General Surface Opening (Rectangle): ATC_General Surface Opening (Rectangle)
12935929 |  | Generic Models | New Construction | ATC_STR_VERTICAL OPENING (ROUND): ATC_STR_VERTICAL OPENING (ROUND)
12935934 |  | Generic Models | New Construction | ATC_STR_VERTICAL OPENING (ROUND): ATC_STR_VERTICAL OPENING (ROUND)
12935936 |  | Generic Models | New Construction | ATC_STR_VERTICAL OPENING (ROUND): ATC_STR_VERTICAL OPENING (ROUND)
12935943 |  | Generic Models | New Construction | ATC_STR Vertical Opening (Round): ATC_STR Vertical Opening (Round)
12935949 |  | Generic Models | New Construction | ATC_STR Vertical Opening (Round): ATC_STR Vertical Opening (Round)
12935954 |  | Generic Models | New Construction | ATC_STR Vertical Opening (Round): ATC_STR Vertical Opening (Round)
12935962 |  | Generic Models | New Construction | ATC_STR Vertical Opening (Round): ATC_STR Vertical Opening (Round)
12936043 |  | Generic Models | New Construction | ATC_STR Vertical Opening (Round): ATC_STR Vertical Opening (Round)
12978531 |  | Generic Models | New Construction | Generic Models 41: Generic Models 41 | [7 empty] | 0.20865
12982349 |  | Walls | New Construction | Walls 94: Walls 94 | 01-01-01-16-005-30
12998941 |  | Generic Models | New Construction | Floors 2: Floors 2 | 01-01-01-16-006-30 | Suspended Slab | Cast in Situ |  |  | 171.23 |  | 1.6906
12999548 |  | Walls | New Construction | Basic Wall: C_WAL_CW_Concrete Wall_T_100mm | 01-01-01-16-005-30 | Upstand | Cast in Situ |  |  | 166.6 |  | 0.12512
13011414 |  | Generic Models | New Construction | ATC_STR Vertical Opening (Rectangle): ATC_STR Vertical Opening (Rectangle)
13011515 |  | Generic Models | New Construction | ATC_STR Vertical Opening (Rectangle): ATC_STR Vertical Opening (Rectangle)
13031344 |  | Generic Models | New Construction | Generic Models 46: Generic Models 46 | 01-01-01-07-006-30 | Slab On Grade | Cast in Situ |  |  | 155 |  | 2.524
13108158 |  | Walls | New Construction | Walls 290: Walls 290
13108371 |  | Walls | New Construction | Walls 291: Walls 291
13108492 |  | Walls | New Construction | Walls 292: Walls 292
13108646 |  | Walls | New Construction | Walls 293: Walls 293
13122096 |  | Generic Models | New Construction | ATC_STR Vertical Opening (Rectangle): ATC_STR Vertical Opening (Rectangle)
13214879 |  | Structural Columns | Existing - ATC | C_COL_CC_Concrete Columns Rectangular_BxH_: 400x750mm | 01-01-01-14-005-30 | Rectangular Column | Cast in Situ |  |  | 175.83 |  | 2.01
13214890 |  | Structural Columns | Existing - ATC | C_COL_CC_Concrete Columns Rectangular_BxH_: 400x750mm | 01-01-01-14-005-30 | Rectangular Column | Cast in Situ |  |  | 175.83 |  | 2.01
13246247 |  | Walls | New Construction | Walls 96: Walls 96
13246281 |  | Walls | New Construction | Walls 295: Walls 295
13246307 |  | Walls | New Construction | Walls 296: Walls 296
13246333 |  | Walls | New Construction | Walls 297: Walls 297
13248682 |  | Walls | New Construction | Basic Wall: C_WAL_CW_Concrete Wall_T_100mm | 01-01-01-15-004-30 | Upstand | Cast in Situ |  |  | 163.8 |  | 0.01259
13248708 |  | Floors | Existing - ATC | Floor: C_SL_Concrete Slab_T_200mm | 01-01-01-15-005-30 | Suspended Slab | Cast in Situ |  |  | 155 |  | 4.6835
13307151 |  | Generic Models | New Construction | ATC_STR Vertical Opening (Rectangle): ATC_STR Vertical Opening (Rectangle)
13307384 |  | Generic Models | New Construction | ATC_STR Vertical Opening (Rectangle): ATC_STR Vertical Opening (Rectangle)
13307550 |  | Generic Models | New Construction | ATC_STR Vertical Opening (Round with Depth): Ø35
13307912 |  | Generic Models | New Construction | ATC_STR Vertical Opening (Round with Depth): Ø35
13307914 |  | Generic Models | New Construction | ATC_STR Vertical Opening (Round with Depth): Ø35
13307935 |  | Generic Models | New Construction | ATC_STR Vertical Opening (Round with Depth): Ø35
13307936 |  | Generic Models | New Construction | ATC_STR Vertical Opening (Round with Depth): Ø35
13307953 |  | Generic Models | New Construction | ATC_STR Vertical Opening (Round with Depth): Ø35
13307954 |  | Generic Models | New Construction | ATC_STR Vertical Opening (Round with Depth): Ø35
13307971 |  | Generic Models | New Construction | ATC_STR Vertical Opening (Round with Depth): Ø35
13307972 |  | Generic Models | New Construction | ATC_STR Vertical Opening (Round with Depth): Ø35
13307989 |  | Generic Models | New Construction | ATC_STR Vertical Opening (Round with Depth): Ø35
13307990 |  | Generic Models | New Construction | ATC_STR Vertical Opening (Round with Depth): Ø35
13308401 |  | Generic Models | New Construction | ATC_STR Vertical Opening (Rectangle): 75x75x35
13318141 |  | Generic Models | New Construction | ATC_STR Vertical Opening (Round with Depth): Ø35
13318143 |  | Generic Models | New Construction | ATC_STR Vertical Opening (Round with Depth): Ø35
13318146 |  | Generic Models | New Construction | ATC_STR Vertical Opening (Round with Depth): Ø35
13318150 |  | Generic Models | New Construction | ATC_STR Vertical Opening (Round with Depth): Ø35
13318154 |  | Generic Models | New Construction | ATC_STR Vertical Opening (Round with Depth): Ø35
13318157 |  | Generic Models | New Construction | ATC_STR Vertical Opening (Round with Depth): Ø35
13318160 |  | Generic Models | New Construction | ATC_STR Vertical Opening (Rectangle): 75x75x35
13318163 |  | Generic Models | New Construction | ATC_STR Vertical Opening (Round with Depth): Ø35
13318166 |  | Generic Models | New Construction | ATC_STR Vertical Opening (Rectangle): 75x75x35
13318169 |  | Generic Models | New Construction | ATC_STR Vertical Opening (Round with Depth): Ø35
13318170 |  | Generic Models | New Construction | ATC_STR Vertical Opening (Round with Depth): Ø35
13318174 |  | Generic Models | New Construction | ATC_STR Vertical Opening (Round with Depth): Ø35
13318176 |  | Generic Models | New Construction | ATC_STR Vertical Opening (Round with Depth): Ø35
13318179 |  | Generic Models | New Construction | ATC_STR Vertical Opening (Round with Depth): Ø35
13318182 |  | Generic Models | New Construction | ATC_STR Vertical Opening (Round with Depth): Ø35
13318185 |  | Generic Models | New Construction | ATC_STR Vertical Opening (Round with Depth): Ø35
13318188 |  | Generic Models | New Construction | ATC_STR Vertical Opening (Round with Depth): Ø35
13318199 |  | Generic Models | Existing - ATC | ATC_STR Vertical Opening (Rectangle): 75x75x35
13318202 |  | Generic Models | New Construction | ATC_STR Vertical Opening (Round with Depth): Ø35
13318203 |  | Generic Models | New Construction | ATC_STR Vertical Opening (Round with Depth): Ø35
13318209 |  | Generic Models | Existing - ATC | ATC_Coo Point: ATC_Coo Point
13320985 |  | Generic Models | New Construction | ATC_STR Vertical Opening (Rectangle): 125x125x100
13339931 |  | Walls | New Construction | Basic Wall: C_WAL_CW_Concrete Wall_T_200mm | 01-01-01-14-006-30 | Wall | Cast in Situ |  |  | 175.03 |  | 0.2115
13340338 |  | Walls | New Construction | Basic Wall: C_WAL_CW_Concrete Wall_T_100mm | 01-01-01-14-006-30 | Upstand | Cast in Situ |  |  | 175.03 |  | 0.019242
13340428 |  | Walls | New Construction | Basic Wall: C_WAL_CW_Concrete Wall_T_100mm | 01-01-01-14-006-30 | Upstand | Cast in Situ |  |  | 175.03 |  | 0.0080256
13340509 |  | Walls | New Construction | Basic Wall: C_WAL_CW_Concrete Wall_T_100mm | 01-01-01-14-006-30 | Upstand | Cast in Situ |  |  | 175.03 |  | 0.01455
13340598 |  | Walls | New Construction | Basic Wall: C_WAL_CW_Concrete Wall_T_200mm | 01-01-01-14-006-30 | Wall | Cast in Situ |  |  | 175.03 |  | 0.0081
13340724 |  | Walls | New Construction | Basic Wall: C_WAL_CW_Concrete Wall_T_200mm | 01-01-01-14-006-30 | Wall | Cast in Situ |  |  | 175.03 |  | 0.2278
13340892 |  | Walls | New Construction | Basic Wall: C_WAL_CW_Concrete Wall_T_100mm | 01-01-01-14-006-30 | Upstand | Cast in Situ |  |  | 175.03 |  | 0.052853
13341359 |  | Generic Models | New Construction | ATC_STR Vertical Opening (Round with Depth): Ø35
13341760 |  | Generic Models | New Construction | ATC_STR Vertical Opening (Round with Depth): Ø35
13341822 |  | Generic Models | New Construction | ATC_STR Vertical Opening (Round with Depth): Ø35
13342118 |  | Generic Models | New Construction | ATC_STR Vertical Opening (Round with Depth): Ø35
13342545 |  | Generic Models | New Construction | ATC_STR Vertical Opening (Round with Depth): Ø35
13342571 |  | Generic Models | New Construction | ATC_STR Vertical Opening (Round with Depth): Ø35
13343026 |  | Generic Models | New Construction | ATC_STR Vertical Opening (Rectangle): 125x125x100
13343065 |  | Generic Models | New Construction | ATC_STR Vertical Opening (Round with Depth): Ø35
13343089 |  | Generic Models | New Construction | ATC_STR Vertical Opening (Round with Depth): Ø35
13353583 |  | Walls | Existing - ATC | Basic Wall: C_WAL_CW_Concrete Wall_T_200mm | 01-01-01-16-003-30 | Wall | Cast in Situ |  |  | 155.74 |  | 3.4553
13365502 |  | Walls | Existing - ATC | Basic Wall: C_WAL_CW_Concrete Wall_T_600mm | 01-01-01-16-002-30 | Wall | Cast in Situ |  |  | 119.75 |  | 7.8719
13368764 |  | Floors | New Construction | Floor: C_SL_Concrete Slab_T_200mm | 01-01-01-16-003-30 | Upstand | Cast in Situ |  |  | 155.74 |  | 0.1165
13446738 |  | Floors | New Construction | Floor: 40_GALVANIZED STEEL GRATING | 01-01-01-16-002-30 | Secondary Steel | [5 empty] | 0.52523
13596790 |  | Floors | New Construction | Floor: C_SL_Concrete Slab_T_100mm | 01-01-01-14-005-30 | Suspended Slab | Cast in Situ |  |  | 155 |  | 0.006002
13676483 |  | Generic Models | New Construction | ATC_Floor Opening: 300 x 9600 x 100
13716226 |  | Walls | New Construction | Walls 303: Walls 302
13720820 |  | Walls | New Construction | Walls 304: Walls 304
13722095 |  | Walls | New Construction | Walls 305: Walls 305
13808464 |  | Floors | New Construction | Floors 40: Floors 87 | 01-01-01-15-004-30 | Suspended Slab | Cast in Situ |  |  | 155 |  | 0.0046867
13821143 |  | Walls | New Construction | Basic Wall: C_WAL_CW_Concrete Wall_T_200mm | 01-01-01-15-001-30 | Wall | Cast in Situ |  |  | 132.04 |  | 0.64004
13821149 |  | Walls | New Construction | Basic Wall: C_WAL_CW_Concrete Wall_T_200mm | 01-01-01-15-001-30 | Wall | Cast in Situ |  |  | 132.04 |  | 0.64241
13821155 |  | Walls | New Construction | Basic Wall: C_WAL_CW_Concrete Wall_T_200mm | 01-01-01-15-001-30 | Wall | Cast in Situ |  |  | 132.04 |  | 0.13811
13821157 |  | Walls | New Construction | Basic Wall: C_WAL_CW_Concrete Wall_T_200mm | 01-01-01-15-001-30 | Wall | Cast in Situ |  |  | 132.04 |  | 0.42648
13821163 |  | Walls | New Construction | Basic Wall: C_WAL_CW_Concrete Wall_T_200mm | 01-01-01-15-001-30 | Wall | Cast in Situ |  |  | 132.04 |  | 0.46029
13827172 |  | Walls | New Construction | Walls 179: Walls 179 | 01-01-01-15-003-30 | Suspended Beam | Cast in Situ |  |  | 460.63 | 0.891 | 0.17234
13842950 |  | Generic Models | New Construction | ATC_STR Vertical Opening (Rectangle): 400x100x500
13842961 |  | Generic Models | New Construction | ATC_STR Vertical Opening (Round with Depth): Ø100
13842995 |  | Generic Models | New Construction | ATC_STR Vertical Opening (Round with Depth): Ø100
13843009 |  | Generic Models | New Construction | ATC_STR Vertical Opening (Round with Depth): Ø150
13843027 |  | Generic Models | New Construction | ATC_STR Vertical Opening (Round): Ø100
13843047 |  | Generic Models | New Construction | ATC_STR Vertical Opening (Round): Ø100
13843071 |  | Generic Models | New Construction | ATC_STR Vertical Opening (Round): Ø100
13843383 |  | Floors | New Construction | Floors 41: Floors 41
13844063 |  | Generic Models | New Construction | ATC_STR Vertical Opening (Round with Depth): Ø100
13844592 |  | Generic Models | New Construction | ATC_STR Vertical Opening (Round): Ø100
13845596 |  | Floors | New Construction | Floors 42: Floors 42
13850403 |  | Generic Models | New Construction | ATC_STR Vertical Opening (Round with Depth): Ø100
13850411 |  | Generic Models | New Construction | ATC_STR Vertical Opening (Round with Depth): Ø100
13854932 |  | Walls | New Construction | Walls 49: Walls 49
13862439 |  | Generic Models | New Construction | ATC_STR Vertical Opening (Round with Depth): Ø100
13862475 |  | Walls | New Construction | Walls 173: Walls 173
13900483 |  | Generic Models | New Construction | ATC_STR Vertical Opening (Round with Depth): Ø50
13972007 |  | Walls | New Construction | Walls 176: Walls 176 | 01-01-01-07-004-30 | Wall | Cast in Situ |  |  | 163.8 | 4.9784 | 0.023465
13972045 |  | Walls | New Construction | Walls 180: Walls 180 | 01-01-01-07-004-30 | Wall | Cast in Situ |  |  | 163.8 | 23.227 | 0.23042
13983709 |  | Generic Models | New Construction | ATC_STR Vertical Opening (Rectangle).0030: 750X400
13984182 |  | Generic Models | New Construction | ATC_STR Vertical Opening (Round with Depth): Ø100
13984487 |  | Generic Models | New Construction | ATC_STR Vertical Opening (Rectangle).0030: 150x100
13992311 |  | Generic Models | New Construction | ATC_STR Vertical Opening (Rectangle).0030: 150x150
13992324 |  | Generic Models | New Construction | ATC_STR Vertical Opening (Rectangle).0030: 150x150
13992486 |  | Floors | New Construction | Floors 93: Floors 93
13992619 |  | Floors | New Construction | Floors 94: Floors 94
13992733 |  | Floors | New Construction | Floors 95: Floors 95
13992738 |  | Generic Models | New Construction | ATC_Floor Opening (Round): Ø 100
13994678 |  | Generic Models | New Construction | ATC_STR Vertical Opening (Round with Depth): Ø150
14014997 |  | Generic Models | New Construction | ATC_General Surface Opening (Rectangle): ATC_General Surface Opening (Rectangle)
14015013 |  | Generic Models | New Construction | ATC_STR Vertical Opening (Round): ATC_STR Vertical Opening (Round)
14036953 |  | Walls | New Construction | Walls 181: Walls 181 | 01-01-01-07-006-30
14112528 |  | Walls | New Construction | Walls 183: Walls 183
14112549 |  | Walls | New Construction | Walls 184: Walls 184
14156964 |  | Stairs | New Construction | Stair 40: Stair 40 | 01-01-01-07-003-30 | Stair | Cast In Situ |  |  | 121.27 |  | 0.50963
14157418 |  | Stairs | New Construction | Stair 41: Stair 41 | 01-01-01-07-003-30 | Stair | Cast In Situ |  |  | 121.27 |  | 0.50951
14256089 |  | Generic Models | New Construction | ATC_Coo Point: ATC_Coo Point
14301993 |  | Floors | Existing - ATC | Floor: C_SL_Concrete Slab_T_400mm | 01-01-01-07-005-30 | Suspended Slab | Cast in Situ |  |  | 155 |  | 28.5755
14765034 |  | Floors | New Construction | Floor: C_SL_Concrete Slab_T_250mm | 01-01-01-14-005-30 | Suspended Slab | Cast in Situ |  |  | 155 |  | 10.1407
14791746 |  | Floors: Slab Edges | New Construction | Slab Edge: Slab Edge 50x50 | [7 empty] | 0.07028
14795470 |  | Generic Models | New Construction | ATC_Coo Point: ATC_Coo Point
14795471 |  | Generic Models | New Construction | ATC_Coo Point: ATC_Coo Point
14795472 |  | Generic Models | New Construction | ATC_Coo Point: ATC_Coo Point
14795473 |  | Generic Models | New Construction | ATC_Coo Point: ATC_Coo Point
14795474 |  | Generic Models | New Construction | ATC_Coo Point: ATC_Coo Point
14795475 |  | Generic Models | New Construction | ATC_Coo Point: ATC_Coo Point
14795476 |  | Generic Models | New Construction | ATC_Coo Point: ATC_Coo Point
14795477 |  | Generic Models | New Construction | ATC_Coo Point: ATC_Coo Point
14795478 |  | Generic Models | New Construction | ATC_Coo Point: ATC_Coo Point
14795479 |  | Generic Models | New Construction | ATC_Coo Point: ATC_Coo Point
14795480 |  | Generic Models | New Construction | ATC_Coo Point: ATC_Coo Point
14795481 |  | Generic Models | New Construction | ATC_Coo Point: ATC_Coo Point
14795482 |  | Generic Models | New Construction | ATC_Coo Point: ATC_Coo Point
14795483 |  | Generic Models | New Construction | ATC_Coo Point: ATC_Coo Point
14795484 |  | Generic Models | New Construction | ATC_Coo Point: ATC_Coo Point
14795485 |  | Generic Models | New Construction | ATC_Coo Point: ATC_Coo Point
14795486 |  | Generic Models | New Construction | ATC_Coo Point: ATC_Coo Point
14795487 |  | Generic Models | New Construction | ATC_Coo Point: ATC_Coo Point
14795488 |  | Generic Models | New Construction | ATC_Coo Point: ATC_Coo Point
14795489 |  | Generic Models | New Construction | ATC_Coo Point: ATC_Coo Point
14795490 |  | Generic Models | New Construction | ATC_Coo Point: ATC_Coo Point
14795491 |  | Generic Models | New Construction | ATC_Coo Point: ATC_Coo Point
14795492 |  | Generic Models | New Construction | ATC_Coo Point: ATC_Coo Point
14795493 |  | Generic Models | New Construction | ATC_Coo Point: ATC_Coo Point
14795494 |  | Generic Models | New Construction | ATC_Coo Point: ATC_Coo Point
14795495 |  | Generic Models | New Construction | ATC_Coo Point: ATC_Coo Point
14795496 |  | Generic Models | New Construction | ATC_Coo Point: ATC_Coo Point
14795497 |  | Generic Models | New Construction | ATC_Coo Point: ATC_Coo Point
14795498 |  | Generic Models | New Construction | ATC_Coo Point: ATC_Coo Point
14795499 |  | Generic Models | New Construction | ATC_Coo Point: ATC_Coo Point
14795500 |  | Generic Models | New Construction | ATC_Coo Point: ATC_Coo Point
14795501 |  | Generic Models | New Construction | ATC_Coo Point: ATC_Coo Point
14795502 |  | Generic Models | New Construction | ATC_Coo Point: ATC_Coo Point
14795503 |  | Generic Models | New Construction | ATC_Coo Point: ATC_Coo Point
14795505 |  | Generic Models | New Construction | ATC_Coo Point: ATC_Coo Point
14795506 |  | Generic Models | New Construction | ATC_Coo Point: ATC_Coo Point
14795507 |  | Generic Models | New Construction | ATC_Coo Point: ATC_Coo Point
14795508 |  | Generic Models | New Construction | ATC_Coo Point: ATC_Coo Point
14795509 |  | Generic Models | New Construction | ATC_Coo Point: ATC_Coo Point
14795510 |  | Generic Models | New Construction | ATC_Coo Point: ATC_Coo Point
14795511 |  | Generic Models | New Construction | ATC_Coo Point: ATC_Coo Point
14795512 |  | Generic Models | New Construction | ATC_Coo Point: ATC_Coo Point
14795513 |  | Generic Models | New Construction | ATC_Coo Point: ATC_Coo Point
14795514 |  | Generic Models | New Construction | ATC_Coo Point: ATC_Coo Point
14795515 |  | Generic Models | New Construction | ATC_Coo Point: ATC_Coo Point
14795516 |  | Generic Models | New Construction | ATC_Coo Point: ATC_Coo Point
14795517 |  | Generic Models | New Construction | ATC_Coo Point: ATC_Coo Point
14795518 |  | Generic Models | New Construction | ATC_Coo Point: ATC_Coo Point
14795519 |  | Generic Models | New Construction | ATC_Coo Point: ATC_Coo Point
14795520 |  | Generic Models | New Construction | ATC_Coo Point: ATC_Coo Point
14795521 |  | Generic Models | New Construction | ATC_Coo Point: ATC_Coo Point
14795522 |  | Generic Models | New Construction | ATC_Coo Point: ATC_Coo Point
14795523 |  | Generic Models | New Construction | ATC_Coo Point: ATC_Coo Point
14795524 |  | Generic Models | New Construction | ATC_Coo Point: ATC_Coo Point
14795525 |  | Generic Models | New Construction | ATC_Coo Point: ATC_Coo Point
14795526 |  | Generic Models | New Construction | ATC_Coo Point: ATC_Coo Point
14795527 |  | Generic Models | New Construction | ATC_Coo Point: ATC_Coo Point
14795528 |  | Generic Models | New Construction | ATC_Coo Point: ATC_Coo Point
14795529 |  | Generic Models | New Construction | ATC_Coo Point: ATC_Coo Point
14795530 |  | Generic Models | New Construction | ATC_Coo Point: ATC_Coo Point
14795531 |  | Generic Models | New Construction | ATC_Coo Point: ATC_Coo Point
14795532 |  | Generic Models | New Construction | ATC_Coo Point: ATC_Coo Point
14795533 |  | Generic Models | New Construction | ATC_Coo Point: ATC_Coo Point
14795534 |  | Generic Models | New Construction | ATC_Coo Point: ATC_Coo Point
14795535 |  | Generic Models | New Construction | ATC_Coo Point: ATC_Coo Point
14795536 |  | Generic Models | New Construction | ATC_Coo Point: ATC_Coo Point
14795537 |  | Generic Models | New Construction | ATC_Coo Point: ATC_Coo Point
14795538 |  | Generic Models | New Construction | ATC_Coo Point: ATC_Coo Point
14795539 |  | Generic Models | New Construction | ATC_Coo Point: ATC_Coo Point
14795540 |  | Generic Models | New Construction | ATC_Coo Point: ATC_Coo Point
14795541 |  | Generic Models | New Construction | ATC_Coo Point: ATC_Coo Point
14795542 |  | Generic Models | New Construction | ATC_Coo Point: ATC_Coo Point
14795543 |  | Generic Models | New Construction | ATC_Coo Point: ATC_Coo Point
14795544 |  | Generic Models | New Construction | ATC_Coo Point: ATC_Coo Point
14795545 |  | Generic Models | New Construction | ATC_Coo Point: ATC_Coo Point
14795546 |  | Generic Models | New Construction | ATC_Coo Point: ATC_Coo Point
14795547 |  | Generic Models | New Construction | ATC_Coo Point: ATC_Coo Point
14795548 |  | Generic Models | New Construction | ATC_Coo Point: ATC_Coo Point
14795549 |  | Generic Models | New Construction | ATC_Coo Point: ATC_Coo Point
14795550 |  | Generic Models | New Construction | ATC_Coo Point: ATC_Coo Point
14795551 |  | Generic Models | New Construction | ATC_Coo Point: ATC_Coo Point
14795552 |  | Generic Models | New Construction | ATC_Coo Point: ATC_Coo Point
14795553 |  | Generic Models | New Construction | ATC_Coo Point: ATC_Coo Point
14795554 |  | Generic Models | New Construction | ATC_Coo Point: ATC_Coo Point
14795555 |  | Generic Models | New Construction | ATC_Coo Point: ATC_Coo Point
14795556 |  | Generic Models | New Construction | ATC_Coo Point: ATC_Coo Point
14795557 |  | Generic Models | New Construction | ATC_Coo Point: ATC_Coo Point
14795558 |  | Generic Models | New Construction | ATC_Coo Point: ATC_Coo Point
14795559 |  | Generic Models | New Construction | ATC_Coo Point: ATC_Coo Point
14795560 |  | Generic Models | New Construction | ATC_Coo Point: ATC_Coo Point
14795561 |  | Generic Models | New Construction | ATC_Coo Point: ATC_Coo Point
14795562 |  | Generic Models | New Construction | ATC_Coo Point: ATC_Coo Point
14795563 |  | Generic Models | New Construction | ATC_Coo Point: ATC_Coo Point
14795564 |  | Generic Models | New Construction | ATC_Coo Point: ATC_Coo Point
14795565 |  | Generic Models | New Construction | ATC_Coo Point: ATC_Coo Point
14795566 |  | Generic Models | New Construction | ATC_Coo Point: ATC_Coo Point
14795567 |  | Generic Models | New Construction | ATC_Coo Point: ATC_Coo Point
14795568 |  | Generic Models | New Construction | ATC_Coo Point: ATC_Coo Point
14795569 |  | Generic Models | New Construction | ATC_Coo Point: ATC_Coo Point
14795570 |  | Generic Models | New Construction | ATC_Coo Point: ATC_Coo Point
14795571 |  | Generic Models | New Construction | ATC_Coo Point: ATC_Coo Point
14795572 |  | Generic Models | New Construction | ATC_Coo Point: ATC_Coo Point
14795573 |  | Generic Models | New Construction | ATC_Coo Point: ATC_Coo Point
14795574 |  | Generic Models | New Construction | ATC_Coo Point: ATC_Coo Point
14795575 |  | Generic Models | New Construction | ATC_Coo Point: ATC_Coo Point
14795576 |  | Generic Models | New Construction | ATC_Coo Point: ATC_Coo Point
14795577 |  | Generic Models | New Construction | ATC_Coo Point: ATC_Coo Point
14795578 |  | Generic Models | New Construction | ATC_Coo Point: ATC_Coo Point
14795579 |  | Generic Models | New Construction | ATC_Coo Point: ATC_Coo Point
14795580 |  | Generic Models | New Construction | ATC_Coo Point: ATC_Coo Point
14795581 |  | Generic Models | New Construction | ATC_Coo Point: ATC_Coo Point
14795582 |  | Generic Models | New Construction | ATC_Coo Point: ATC_Coo Point
14795583 |  | Generic Models | New Construction | ATC_Coo Point: ATC_Coo Point
14795584 |  | Generic Models | New Construction | ATC_Coo Point: ATC_Coo Point
14795585 |  | Generic Models | New Construction | ATC_Coo Point: ATC_Coo Point
14795586 |  | Generic Models | New Construction | ATC_Coo Point: ATC_Coo Point
14795587 |  | Generic Models | New Construction | ATC_Coo Point: ATC_Coo Point
14795588 |  | Generic Models | New Construction | ATC_Coo Point: ATC_Coo Point
14795589 |  | Generic Models | New Construction | ATC_Coo Point: ATC_Coo Point
14795590 |  | Generic Models | New Construction | ATC_Coo Point: ATC_Coo Point
14795591 |  | Generic Models | New Construction | ATC_Coo Point: ATC_Coo Point
14795592 |  | Generic Models | New Construction | ATC_Coo Point: ATC_Coo Point
14795593 |  | Generic Models | New Construction | ATC_Coo Point: ATC_Coo Point
14795594 |  | Generic Models | New Construction | ATC_Coo Point: ATC_Coo Point
14795595 |  | Generic Models | New Construction | ATC_Coo Point: ATC_Coo Point
14795596 |  | Generic Models | New Construction | ATC_Coo Point: ATC_Coo Point
14795597 |  | Generic Models | New Construction | ATC_Coo Point: ATC_Coo Point
14795598 |  | Generic Models | New Construction | ATC_Coo Point: ATC_Coo Point
14795599 |  | Generic Models | New Construction | ATC_Coo Point: ATC_Coo Point
14795600 |  | Generic Models | New Construction | ATC_Coo Point: ATC_Coo Point
14795601 |  | Generic Models | New Construction | ATC_Coo Point: ATC_Coo Point
14795602 |  | Generic Models | New Construction | ATC_Coo Point: ATC_Coo Point
14797465 |  | Generic Models | New Construction | ATC_Coo Point: ATC_Coo Point
14797466 |  | Generic Models | New Construction | ATC_Coo Point: ATC_Coo Point
14797467 |  | Generic Models | New Construction | ATC_Coo Point: ATC_Coo Point
14797468 |  | Generic Models | New Construction | ATC_Coo Point: ATC_Coo Point
14797469 |  | Generic Models | New Construction | ATC_Coo Point: ATC_Coo Point
14797470 |  | Generic Models | New Construction | ATC_Coo Point: ATC_Coo Point
14797471 |  | Generic Models | New Construction | ATC_Coo Point: ATC_Coo Point
14797472 |  | Generic Models | New Construction | ATC_Coo Point: ATC_Coo Point
14797473 |  | Generic Models | New Construction | ATC_Coo Point: ATC_Coo Point
14797474 |  | Generic Models | New Construction | ATC_Coo Point: ATC_Coo Point
14797475 |  | Generic Models | New Construction | ATC_Coo Point: ATC_Coo Point
14797476 |  | Generic Models | New Construction | ATC_Coo Point: ATC_Coo Point
14797477 |  | Generic Models | New Construction | ATC_Coo Point: ATC_Coo Point
14797478 |  | Generic Models | New Construction | ATC_Coo Point: ATC_Coo Point
14797480 |  | Generic Models | New Construction | ATC_Coo Point: ATC_Coo Point
14797481 |  | Generic Models | New Construction | ATC_Coo Point: ATC_Coo Point
14797482 |  | Generic Models | New Construction | ATC_Coo Point: ATC_Coo Point
14797483 |  | Generic Models | New Construction | ATC_Coo Point: ATC_Coo Point
14797484 |  | Generic Models | New Construction | ATC_Coo Point: ATC_Coo Point
14797485 |  | Generic Models | New Construction | ATC_Coo Point: ATC_Coo Point
14797486 |  | Generic Models | New Construction | ATC_Coo Point: ATC_Coo Point
14797487 |  | Generic Models | New Construction | ATC_Coo Point: ATC_Coo Point
14797488 |  | Generic Models | New Construction | ATC_Coo Point: ATC_Coo Point
14797489 |  | Generic Models | New Construction | ATC_Coo Point: ATC_Coo Point
14797490 |  | Generic Models | New Construction | ATC_Coo Point: ATC_Coo Point
14797491 |  | Generic Models | New Construction | ATC_Coo Point: ATC_Coo Point
14797492 |  | Generic Models | New Construction | ATC_Coo Point: ATC_Coo Point
14797493 |  | Generic Models | New Construction | ATC_Coo Point: ATC_Coo Point
14797494 |  | Generic Models | New Construction | ATC_Coo Point: ATC_Coo Point
14797495 |  | Generic Models | New Construction | ATC_Coo Point: ATC_Coo Point
14797496 |  | Generic Models | New Construction | ATC_Coo Point: ATC_Coo Point
14797497 |  | Generic Models | New Construction | ATC_Coo Point: ATC_Coo Point
14797498 |  | Generic Models | New Construction | ATC_Coo Point: ATC_Coo Point
14797499 |  | Generic Models | New Construction | ATC_Coo Point: ATC_Coo Point
14797500 |  | Generic Models | New Construction | ATC_Coo Point: ATC_Coo Point
14797501 |  | Generic Models | New Construction | ATC_Coo Point: ATC_Coo Point
14797502 |  | Generic Models | New Construction | ATC_Coo Point: ATC_Coo Point
14797503 |  | Generic Models | New Construction | ATC_Coo Point: ATC_Coo Point
14797504 |  | Generic Models | New Construction | ATC_Coo Point: ATC_Coo Point
14797505 |  | Generic Models | New Construction | ATC_Coo Point: ATC_Coo Point
14797506 |  | Generic Models | New Construction | ATC_Coo Point: ATC_Coo Point
14797507 |  | Generic Models | New Construction | ATC_Coo Point: ATC_Coo Point
14797508 |  | Generic Models | New Construction | ATC_Coo Point: ATC_Coo Point
14797509 |  | Generic Models | New Construction | ATC_Coo Point: ATC_Coo Point
14797510 |  | Generic Models | New Construction | ATC_Coo Point: ATC_Coo Point
14797511 |  | Generic Models | New Construction | ATC_Coo Point: ATC_Coo Point
14797512 |  | Generic Models | New Construction | ATC_Coo Point: ATC_Coo Point
14797513 |  | Generic Models | New Construction | ATC_Coo Point: ATC_Coo Point
14797514 |  | Generic Models | New Construction | ATC_Coo Point: ATC_Coo Point
14797515 |  | Generic Models | New Construction | ATC_Coo Point: ATC_Coo Point
14797516 |  | Generic Models | New Construction | ATC_Coo Point: ATC_Coo Point
14797517 |  | Generic Models | New Construction | ATC_Coo Point: ATC_Coo Point
14797518 |  | Generic Models | New Construction | ATC_Coo Point: ATC_Coo Point
14797519 |  | Generic Models | New Construction | ATC_Coo Point: ATC_Coo Point
14797520 |  | Generic Models | New Construction | ATC_Coo Point: ATC_Coo Point
14797521 |  | Generic Models | New Construction | ATC_Coo Point: ATC_Coo Point
14797522 |  | Generic Models | New Construction | ATC_Coo Point: ATC_Coo Point
14797523 |  | Generic Models | New Construction | ATC_Coo Point: ATC_Coo Point
14797524 |  | Generic Models | New Construction | ATC_Coo Point: ATC_Coo Point
14797525 |  | Generic Models | New Construction | ATC_Coo Point: ATC_Coo Point
14797526 |  | Generic Models | New Construction | ATC_Coo Point: ATC_Coo Point
14797527 |  | Generic Models | New Construction | ATC_Coo Point: ATC_Coo Point
14797528 |  | Generic Models | New Construction | ATC_Coo Point: ATC_Coo Point
14797529 |  | Generic Models | New Construction | ATC_Coo Point: ATC_Coo Point
14797530 |  | Generic Models | New Construction | ATC_Coo Point: ATC_Coo Point
14797531 |  | Generic Models | New Construction | ATC_Coo Point: ATC_Coo Point
14797560 |  | Generic Models | New Construction | ATC_Coo Point: ATC_Coo Point
14797561 |  | Generic Models | New Construction | ATC_Coo Point: ATC_Coo Point
14797562 |  | Generic Models | New Construction | ATC_Coo Point: ATC_Coo Point
14797563 |  | Generic Models | New Construction | ATC_Coo Point: ATC_Coo Point
14797564 |  | Generic Models | New Construction | ATC_Coo Point: ATC_Coo Point
14797565 |  | Generic Models | New Construction | ATC_Coo Point: ATC_Coo Point
14797566 |  | Generic Models | New Construction | ATC_Coo Point: ATC_Coo Point
14797567 |  | Generic Models | New Construction | ATC_Coo Point: ATC_Coo Point
14797568 |  | Generic Models | New Construction | ATC_Coo Point: ATC_Coo Point
14797570 |  | Generic Models | New Construction | ATC_Coo Point: ATC_Coo Point
14797571 |  | Generic Models | New Construction | ATC_Coo Point: ATC_Coo Point
14797575 |  | Generic Models | New Construction | ATC_Coo Point: ATC_Coo Point
14797581 |  | Generic Models | New Construction | ATC_Coo Point: ATC_Coo Point
14797582 |  | Generic Models | New Construction | ATC_Coo Point: ATC_Coo Point
14797583 |  | Generic Models | New Construction | ATC_Coo Point: ATC_Coo Point
14797584 |  | Generic Models | New Construction | ATC_Coo Point: ATC_Coo Point
14797585 |  | Generic Models | New Construction | ATC_Coo Point: ATC_Coo Point
14797586 |  | Generic Models | New Construction | ATC_Coo Point: ATC_Coo Point
14797587 |  | Generic Models | New Construction | ATC_Coo Point: ATC_Coo Point
14797588 |  | Generic Models | New Construction | ATC_Coo Point: ATC_Coo Point
14797589 |  | Generic Models | New Construction | ATC_Coo Point: ATC_Coo Point
14797590 |  | Generic Models | New Construction | ATC_Coo Point: ATC_Coo Point
14797591 |  | Generic Models | New Construction | ATC_Coo Point: ATC_Coo Point
14797592 |  | Generic Models | New Construction | ATC_Coo Point: ATC_Coo Point
14797593 |  | Generic Models | New Construction | ATC_Coo Point: ATC_Coo Point
14797594 |  | Generic Models | New Construction | ATC_Coo Point: ATC_Coo Point
14797595 |  | Generic Models | New Construction | ATC_Coo Point: ATC_Coo Point
14797596 |  | Generic Models | New Construction | ATC_Coo Point: ATC_Coo Point
14797597 |  | Generic Models | New Construction | ATC_Coo Point: ATC_Coo Point
14797598 |  | Generic Models | New Construction | ATC_Coo Point: ATC_Coo Point
14797599 |  | Generic Models | New Construction | ATC_Coo Point: ATC_Coo Point
14797600 |  | Generic Models | New Construction | ATC_Coo Point: ATC_Coo Point
14797601 |  | Generic Models | New Construction | ATC_Coo Point: ATC_Coo Point
14797602 |  | Generic Models | New Construction | ATC_Coo Point: ATC_Coo Point
14797603 |  | Generic Models | New Construction | ATC_Coo Point: ATC_Coo Point
14797604 |  | Generic Models | New Construction | ATC_Coo Point: ATC_Coo Point
14797605 |  | Generic Models | New Construction | ATC_Coo Point: ATC_Coo Point
14797606 |  | Generic Models | New Construction | ATC_Coo Point: ATC_Coo Point
14797673 |  | Generic Models | New Construction | ATC_Coo Point: ATC_Coo Point
14797674 |  | Generic Models | New Construction | ATC_Coo Point: ATC_Coo Point
14797675 |  | Generic Models | New Construction | ATC_Coo Point: ATC_Coo Point
14797676 |  | Generic Models | New Construction | ATC_Coo Point: ATC_Coo Point
14797677 |  | Generic Models | New Construction | ATC_Coo Point: ATC_Coo Point
14797678 |  | Generic Models | New Construction | ATC_Coo Point: ATC_Coo Point
14797679 |  | Generic Models | New Construction | ATC_Coo Point: ATC_Coo Point
14797680 |  | Generic Models | New Construction | ATC_Coo Point: ATC_Coo Point
14797681 |  | Generic Models | New Construction | ATC_Coo Point: ATC_Coo Point
14797682 |  | Generic Models | New Construction | ATC_Coo Point: ATC_Coo Point
14797683 |  | Generic Models | New Construction | ATC_Coo Point: ATC_Coo Point
14797684 |  | Generic Models | New Construction | ATC_Coo Point: ATC_Coo Point
14797685 |  | Generic Models | New Construction | ATC_Coo Point: ATC_Coo Point
14797686 |  | Generic Models | New Construction | ATC_Coo Point: ATC_Coo Point
14797687 |  | Generic Models | New Construction | ATC_Coo Point: ATC_Coo Point
14797688 |  | Generic Models | New Construction | ATC_Coo Point: ATC_Coo Point
14797689 |  | Generic Models | New Construction | ATC_Coo Point: ATC_Coo Point
14797690 |  | Generic Models | New Construction | ATC_Coo Point: ATC_Coo Point
14797691 |  | Generic Models | New Construction | ATC_Coo Point: ATC_Coo Point
14797692 |  | Generic Models | New Construction | ATC_Coo Point: ATC_Coo Point
14797693 |  | Generic Models | New Construction | ATC_Coo Point: ATC_Coo Point
14797694 |  | Generic Models | New Construction | ATC_Coo Point: ATC_Coo Point
14797697 |  | Floors | New Construction | Floor: C_SL_Concrete Slab_T_150mm | 01-01-01-14-005-30 | Suspended Slab | Cast in Situ |  |  | 155 |  | 1.4043
14814402 |  | Generic Models | New Construction | ATC_Coo Point: ATC_Coo Point
14814412 |  | Generic Models | New Construction | ATC_Coo Point: ATC_Coo Point
14936947 |  | Generic Models | New Construction | ATC_General Surface Opening (Rectangle): ATC_General Surface Opening (Rectangle)
14936975 |  | Generic Models | New Construction | ATC_General Surface Opening (Rectangle): ATC_General Surface Opening (Rectangle)
14936978 |  | Generic Models | New Construction | ATC_Coo Point: ATC_Coo Point
14936979 |  | Generic Models | New Construction | ATC_Coo Point: ATC_Coo Point
14936980 |  | Generic Models | New Construction | ATC_Coo Point: ATC_Coo Point
14936981 |  | Generic Models | New Construction | ATC_Coo Point: ATC_Coo Point
14936982 |  | Generic Models | New Construction | ATC_Coo Point: ATC_Coo Point
14936983 |  | Generic Models | New Construction | ATC_Coo Point: ATC_Coo Point
14937025 |  | Generic Models | New Construction | ATC_Coo Point: ATC_Coo Point
14937026 |  | Generic Models | New Construction | ATC_Coo Point: ATC_Coo Point
14937027 |  | Generic Models | New Construction | ATC_Coo Point: ATC_Coo Point
14937028 |  | Generic Models | New Construction | ATC_Coo Point: ATC_Coo Point
14937029 |  | Generic Models | New Construction | ATC_Coo Point: ATC_Coo Point
14937030 |  | Generic Models | New Construction | ATC_Coo Point: ATC_Coo Point
14937031 |  | Generic Models | New Construction | ATC_Coo Point: ATC_Coo Point
14937032 |  | Generic Models | New Construction | ATC_Coo Point: ATC_Coo Point
14937203 |  | Generic Models | New Construction | ATC_Coo Point: ATC_Coo Point
14937211 |  | Generic Models | New Construction | ATC_Coo Point: ATC_Coo Point
14937424 |  | Generic Models | New Construction | ATC_Coo Point: ATC_Coo Point
14937429 |  | Generic Models | New Construction | ATC_Coo Point: ATC_Coo Point
14937437 |  | Generic Models | New Construction | ATC_Coo Point: ATC_Coo Point
14937566 |  | Generic Models | New Construction | ATC_Coo Point: ATC_Coo Point
14937723 |  | Generic Models | New Construction | ATC_Coo Point: ATC_Coo Point
14937887 |  | Generic Models | New Construction | ATC_Coo Point: ATC_Coo Point
14937903 |  | Generic Models | New Construction | ATC_Coo Point: ATC_Coo Point
14937911 |  | Generic Models | New Construction | ATC_Coo Point: ATC_Coo Point
14937950 |  | Generic Models | New Construction | ATC_Coo Point: ATC_Coo Point
14938030 |  | Generic Models | New Construction | ATC_Coo Point: ATC_Coo Point
14938038 |  | Generic Models | New Construction | ATC_Coo Point: ATC_Coo Point
14938052 |  | Generic Models | New Construction | ATC_Coo Point: ATC_Coo Point
14938060 |  | Generic Models | New Construction | ATC_Coo Point: ATC_Coo Point
14986136 |  | Generic Models | New Construction | ATC_General Surface Opening (Rectangle): ATC_General Surface Opening (Rectangle)
14986138 |  | Generic Models | New Construction | ATC_STR Vertical Opening (Rectangle): ATC_STR Vertical Opening (Rectangle)
14986141 |  | Generic Models | New Construction | ATC_STR Vertical Opening (Rectangle): ATC_STR Vertical Opening (Rectangle)
14986142 |  | Generic Models | New Construction | ATC_STR Vertical Opening (Round): Ø50
14986152 |  | Generic Models | New Construction | ATC_STR Vertical Opening (Round): Ø50
14986157 |  | Generic Models | New Construction | ATC_STR Vertical Opening (Round): Ø50
14986167 |  | Generic Models | New Construction | ATC_STR Vertical Opening (Rectangle): ATC_STR Vertical Opening (Rectangle)
14986170 |  | Generic Models | New Construction | ATC_STR Vertical Opening (Rectangle): ATC_STR Vertical Opening (Rectangle)
14986172 |  | Generic Models | New Construction | ATC_STR Vertical Opening (Round): Ø50
14986179 |  | Generic Models | New Construction | ATC_STR Vertical Opening (Rectangle): ATC_STR Vertical Opening (Rectangle)
14986180 |  | Generic Models | New Construction | ATC_STR Vertical Opening (Round): Ø50
14986185 |  | Generic Models | New Construction | ATC_STR Vertical Opening (Round): Ø50
14986201 |  | Generic Models | New Construction | ATC_STR Vertical Opening (Rectangle): ATC_STR Vertical Opening (Rectangle)
14986202 |  | Generic Models | New Construction | ATC_STR Vertical Opening (Rectangle): ATC_STR Vertical Opening (Rectangle)
14986203 |  | Generic Models | New Construction | ATC_STR Vertical Opening (Round): Ø50
14986204 |  | Generic Models | New Construction | ATC_STR Vertical Opening (Round): Ø50
14986205 |  | Generic Models | New Construction | ATC_STR Vertical Opening (Round): Ø50
14986229 |  | Generic Models | New Construction | ATC_STR Vertical Opening (Rectangle): ATC_STR Vertical Opening (Rectangle)
14986232 |  | Generic Models | New Construction | ATC_STR Vertical Opening (Round): Ø50
14986239 |  | Generic Models | New Construction | ATC_STR Vertical Opening (Round): Ø50
14986321 |  | Generic Models | New Construction | ATC_STR Vertical Opening (Round): Ø50
14991580 |  | Floors | New Construction | Floor: C_SL_Concrete Slab_T_250mm | 01-01-01-07-005-30 | Suspended Slab | Cast in Situ |  |  | 155 |  | 5.6169
15043384 |  | Generic Models | New Construction | ATC_Ceiling Hangers_1: ATC_Ceiling Hangers_1 |  | Steel Hanger | [5 empty] | 0.00082777
15059214 |  | Generic Models | New Construction | ATC_Coo Point: ATC_Coo Point
15064112 |  | Generic Models | New Construction | Generic Models 82: Generic Models 82
15107740 |  | Floors | New Construction | Floor: C_SL_Concrete Slab_T_155mm | 01-01-01-14-002-30 | Suspended Slab | Cast in Situ |  |  | 155 |  | 0.10236
15207702 |  | Floors | New Construction | Floor: C_SL_Concrete Slab_T_150mm | 01-01-01-07-005-30 | Suspended Slab | Cast in Situ |  |  | 155 |  | 1.1441
15210039 |  | Floors: Slab Edges | New Construction | Slab Edge: Slab Edge 50x50 | [7 empty] | 0.043381
15225887 |  | Generic Models | New Construction | ATC_Coo Point: ATC_Coo Point
15225908 |  | Generic Models | New Construction | ATC_Coo Point: ATC_Coo Point
15225927 |  | Generic Models | New Construction | ATC_Coo Point: ATC_Coo Point
15225946 |  | Generic Models | New Construction | ATC_Coo Point: ATC_Coo Point
15225988 |  | Generic Models | New Construction | ATC_Coo Point: ATC_Coo Point
15226011 |  | Generic Models | New Construction | ATC_Coo Point: ATC_Coo Point
15226030 |  | Generic Models | New Construction | ATC_Coo Point: ATC_Coo Point
15226053 |  | Generic Models | New Construction | ATC_Coo Point: ATC_Coo Point
15226072 |  | Generic Models | New Construction | ATC_Coo Point: ATC_Coo Point
15226117 |  | Generic Models | New Construction | ATC_Coo Point: ATC_Coo Point
15226136 |  | Generic Models | New Construction | ATC_Coo Point: ATC_Coo Point
15226155 |  | Generic Models | New Construction | ATC_Coo Point: ATC_Coo Point
15226174 |  | Generic Models | New Construction | ATC_Coo Point: ATC_Coo Point
15226231 |  | Generic Models | New Construction | ATC_Coo Point: ATC_Coo Point
15226250 |  | Generic Models | New Construction | ATC_Coo Point: ATC_Coo Point
15226273 |  | Generic Models | New Construction | ATC_Coo Point: ATC_Coo Point
15226292 |  | Generic Models | New Construction | ATC_Coo Point: ATC_Coo Point
15226341 |  | Generic Models | New Construction | ATC_Coo Point: ATC_Coo Point
15226360 |  | Generic Models | New Construction | ATC_Coo Point: ATC_Coo Point
15226403 |  | Generic Models | New Construction | ATC_Coo Point: ATC_Coo Point
15226422 |  | Generic Models | New Construction | ATC_Coo Point: ATC_Coo Point
15226489 |  | Generic Models | New Construction | ATC_Coo Point: ATC_Coo Point
15226508 |  | Generic Models | New Construction | ATC_Coo Point: ATC_Coo Point
15226565 |  | Generic Models | New Construction | ATC_Coo Point: ATC_Coo Point
15226584 |  | Generic Models | New Construction | ATC_Coo Point: ATC_Coo Point
15226603 |  | Generic Models | New Construction | ATC_Coo Point: ATC_Coo Point
15227310 |  | Generic Models | New Construction | ATC_Coo Point: ATC_Coo Point
15227345 |  | Generic Models | New Construction | ATC_Coo Point: ATC_Coo Point
15227386 |  | Generic Models | New Construction | ATC_Coo Point: ATC_Coo Point
15227405 |  | Generic Models | New Construction | ATC_Coo Point: ATC_Coo Point
15227424 |  | Generic Models | New Construction | ATC_Coo Point: ATC_Coo Point
15227443 |  | Generic Models | New Construction | ATC_Coo Point: ATC_Coo Point
15227462 |  | Generic Models | New Construction | ATC_Coo Point: ATC_Coo Point
15227511 |  | Generic Models | New Construction | ATC_Coo Point: ATC_Coo Point
15227530 |  | Generic Models | New Construction | ATC_Coo Point: ATC_Coo Point
15227583 |  | Generic Models | New Construction | ATC_Coo Point: ATC_Coo Point
15227602 |  | Generic Models | New Construction | ATC_Coo Point: ATC_Coo Point
15227653 |  | Generic Models | New Construction | ATC_Coo Point: ATC_Coo Point
15227900 |  | Generic Models | New Construction | ATC_Coo Point: ATC_Coo Point
15227901 |  | Generic Models | New Construction | ATC_Coo Point: ATC_Coo Point
15229507 |  | Generic Models | New Construction | ATC_Coo Point: ATC_Coo Point
15229508 |  | Generic Models | New Construction | ATC_Coo Point: ATC_Coo Point
15229509 |  | Generic Models | New Construction | ATC_Coo Point: ATC_Coo Point
15229510 |  | Generic Models | New Construction | ATC_Coo Point: ATC_Coo Point
15229511 |  | Generic Models | New Construction | ATC_Coo Point: ATC_Coo Point
15229512 |  | Generic Models | New Construction | ATC_Coo Point: ATC_Coo Point
15229513 |  | Generic Models | New Construction | ATC_Coo Point: ATC_Coo Point
15229514 |  | Generic Models | New Construction | ATC_Coo Point: ATC_Coo Point
15229515 |  | Generic Models | New Construction | ATC_Coo Point: ATC_Coo Point
15229516 |  | Generic Models | New Construction | ATC_Coo Point: ATC_Coo Point
15229517 |  | Generic Models | New Construction | ATC_Coo Point: ATC_Coo Point
15229518 |  | Generic Models | New Construction | ATC_Coo Point: ATC_Coo Point
15229519 |  | Generic Models | New Construction | ATC_Coo Point: ATC_Coo Point
15229520 |  | Generic Models | New Construction | ATC_Coo Point: ATC_Coo Point
15229521 |  | Generic Models | New Construction | ATC_Coo Point: ATC_Coo Point
15229522 |  | Generic Models | New Construction | ATC_Coo Point: ATC_Coo Point
15229523 |  | Generic Models | New Construction | ATC_Coo Point: ATC_Coo Point
15229524 |  | Generic Models | New Construction | ATC_Coo Point: ATC_Coo Point
15229525 |  | Generic Models | New Construction | ATC_Coo Point: ATC_Coo Point
15229526 |  | Generic Models | New Construction | ATC_Coo Point: ATC_Coo Point
15229527 |  | Generic Models | New Construction | ATC_Coo Point: ATC_Coo Point
15229528 |  | Generic Models | New Construction | ATC_Coo Point: ATC_Coo Point
15229529 |  | Generic Models | New Construction | ATC_Coo Point: ATC_Coo Point
15229530 |  | Generic Models | New Construction | ATC_Coo Point: ATC_Coo Point
15229531 |  | Generic Models | New Construction | ATC_Coo Point: ATC_Coo Point
15229532 |  | Generic Models | New Construction | ATC_Coo Point: ATC_Coo Point
15229533 |  | Generic Models | New Construction | ATC_Coo Point: ATC_Coo Point
15229534 |  | Generic Models | New Construction | ATC_Coo Point: ATC_Coo Point
15229535 |  | Generic Models | New Construction | ATC_Coo Point: ATC_Coo Point
15229536 |  | Generic Models | New Construction | ATC_Coo Point: ATC_Coo Point
15229537 |  | Generic Models | New Construction | ATC_Coo Point: ATC_Coo Point
15229538 |  | Generic Models | New Construction | ATC_Coo Point: ATC_Coo Point
15229539 |  | Generic Models | New Construction | ATC_Coo Point: ATC_Coo Point
15229540 |  | Generic Models | New Construction | ATC_Coo Point: ATC_Coo Point
15229541 |  | Generic Models | New Construction | ATC_Coo Point: ATC_Coo Point
15229542 |  | Generic Models | New Construction | ATC_Coo Point: ATC_Coo Point
15229543 |  | Generic Models | New Construction | ATC_Coo Point: ATC_Coo Point
15229544 |  | Generic Models | New Construction | ATC_Coo Point: ATC_Coo Point
15229545 |  | Generic Models | New Construction | ATC_Coo Point: ATC_Coo Point
15229546 |  | Generic Models | New Construction | ATC_Coo Point: ATC_Coo Point
15229547 |  | Generic Models | New Construction | ATC_Coo Point: ATC_Coo Point
15229548 |  | Generic Models | New Construction | ATC_Coo Point: ATC_Coo Point
15229549 |  | Generic Models | New Construction | ATC_Coo Point: ATC_Coo Point
15229550 |  | Generic Models | New Construction | ATC_Coo Point: ATC_Coo Point
15229551 |  | Generic Models | New Construction | ATC_Coo Point: ATC_Coo Point
15229552 |  | Generic Models | New Construction | ATC_Coo Point: ATC_Coo Point
15229553 |  | Generic Models | New Construction | ATC_Coo Point: ATC_Coo Point
15229554 |  | Generic Models | New Construction | ATC_Coo Point: ATC_Coo Point
15229555 |  | Generic Models | New Construction | ATC_Coo Point: ATC_Coo Point
15229556 |  | Generic Models | New Construction | ATC_Coo Point: ATC_Coo Point
15229557 |  | Generic Models | New Construction | ATC_Coo Point: ATC_Coo Point
15229558 |  | Generic Models | New Construction | ATC_Coo Point: ATC_Coo Point
15229559 |  | Generic Models | New Construction | ATC_Coo Point: ATC_Coo Point
15229560 |  | Generic Models | New Construction | ATC_Coo Point: ATC_Coo Point
15229561 |  | Generic Models | New Construction | ATC_Coo Point: ATC_Coo Point
15229562 |  | Generic Models | New Construction | ATC_Coo Point: ATC_Coo Point
15229563 |  | Generic Models | New Construction | ATC_Coo Point: ATC_Coo Point
15229564 |  | Generic Models | New Construction | ATC_Coo Point: ATC_Coo Point
15229565 |  | Generic Models | New Construction | ATC_Coo Point: ATC_Coo Point
15229566 |  | Generic Models | New Construction | ATC_Coo Point: ATC_Coo Point
15229567 |  | Generic Models | New Construction | ATC_Coo Point: ATC_Coo Point
15229568 |  | Generic Models | New Construction | ATC_Coo Point: ATC_Coo Point
15229569 |  | Generic Models | New Construction | ATC_Coo Point: ATC_Coo Point
15229570 |  | Generic Models | New Construction | ATC_Coo Point: ATC_Coo Point
15229571 |  | Generic Models | New Construction | ATC_Coo Point: ATC_Coo Point
15229572 |  | Generic Models | New Construction | ATC_Coo Point: ATC_Coo Point
15229573 |  | Generic Models | New Construction | ATC_Coo Point: ATC_Coo Point
15229574 |  | Generic Models | New Construction | ATC_Coo Point: ATC_Coo Point
15229575 |  | Generic Models | New Construction | ATC_Coo Point: ATC_Coo Point
15229576 |  | Generic Models | New Construction | ATC_Coo Point: ATC_Coo Point
15229577 |  | Generic Models | New Construction | ATC_Coo Point: ATC_Coo Point
15229578 |  | Generic Models | New Construction | ATC_Coo Point: ATC_Coo Point
15229579 |  | Generic Models | New Construction | ATC_Coo Point: ATC_Coo Point
15229580 |  | Generic Models | New Construction | ATC_Coo Point: ATC_Coo Point
15229581 |  | Generic Models | New Construction | ATC_Coo Point: ATC_Coo Point
15229582 |  | Generic Models | New Construction | ATC_Coo Point: ATC_Coo Point
15229583 |  | Generic Models | New Construction | ATC_Coo Point: ATC_Coo Point
15229584 |  | Generic Models | New Construction | ATC_Coo Point: ATC_Coo Point
15229585 |  | Generic Models | New Construction | ATC_Coo Point: ATC_Coo Point
15229586 |  | Generic Models | New Construction | ATC_Coo Point: ATC_Coo Point
15229587 |  | Generic Models | New Construction | ATC_Coo Point: ATC_Coo Point
15229588 |  | Generic Models | New Construction | ATC_Coo Point: ATC_Coo Point
15229589 |  | Generic Models | New Construction | ATC_Coo Point: ATC_Coo Point
15229590 |  | Generic Models | New Construction | ATC_Coo Point: ATC_Coo Point
15229591 |  | Generic Models | New Construction | ATC_Coo Point: ATC_Coo Point
15229592 |  | Generic Models | New Construction | ATC_Coo Point: ATC_Coo Point
15229593 |  | Generic Models | New Construction | ATC_Coo Point: ATC_Coo Point
15229594 |  | Generic Models | New Construction | ATC_Coo Point: ATC_Coo Point
15229595 |  | Generic Models | New Construction | ATC_Coo Point: ATC_Coo Point
15229596 |  | Generic Models | New Construction | ATC_Coo Point: ATC_Coo Point
15229597 |  | Generic Models | New Construction | ATC_Coo Point: ATC_Coo Point
15229598 |  | Generic Models | New Construction | ATC_Coo Point: ATC_Coo Point
15229599 |  | Generic Models | New Construction | ATC_Coo Point: ATC_Coo Point
15229600 |  | Generic Models | New Construction | ATC_Coo Point: ATC_Coo Point
15229601 |  | Generic Models | New Construction | ATC_Coo Point: ATC_Coo Point
15229602 |  | Generic Models | New Construction | ATC_Coo Point: ATC_Coo Point
15229603 |  | Generic Models | New Construction | ATC_Coo Point: ATC_Coo Point
15229604 |  | Generic Models | New Construction | ATC_Coo Point: ATC_Coo Point
15229605 |  | Generic Models | New Construction | ATC_Coo Point: ATC_Coo Point
15229606 |  | Generic Models | New Construction | ATC_Coo Point: ATC_Coo Point
15229607 |  | Generic Models | New Construction | ATC_Coo Point: ATC_Coo Point
15229608 |  | Generic Models | New Construction | ATC_Coo Point: ATC_Coo Point
15229609 |  | Generic Models | New Construction | ATC_Coo Point: ATC_Coo Point
15229610 |  | Generic Models | New Construction | ATC_Coo Point: ATC_Coo Point
15229611 |  | Generic Models | New Construction | ATC_Coo Point: ATC_Coo Point
15229612 |  | Generic Models | New Construction | ATC_Coo Point: ATC_Coo Point
15229613 |  | Generic Models | New Construction | ATC_Coo Point: ATC_Coo Point
15229614 |  | Generic Models | New Construction | ATC_Coo Point: ATC_Coo Point
15229615 |  | Generic Models | New Construction | ATC_Coo Point: ATC_Coo Point
15229616 |  | Generic Models | New Construction | ATC_Coo Point: ATC_Coo Point
15229617 |  | Generic Models | New Construction | ATC_Coo Point: ATC_Coo Point
15229618 |  | Generic Models | New Construction | ATC_Coo Point: ATC_Coo Point
15229619 |  | Generic Models | New Construction | ATC_Coo Point: ATC_Coo Point
15229620 |  | Generic Models | New Construction | ATC_Coo Point: ATC_Coo Point
15229621 |  | Generic Models | New Construction | ATC_Coo Point: ATC_Coo Point
15229622 |  | Generic Models | New Construction | ATC_Coo Point: ATC_Coo Point
15229623 |  | Generic Models | New Construction | ATC_Coo Point: ATC_Coo Point
15229624 |  | Generic Models | New Construction | ATC_Coo Point: ATC_Coo Point
15229625 |  | Generic Models | New Construction | ATC_Coo Point: ATC_Coo Point
15229626 |  | Generic Models | New Construction | ATC_Coo Point: ATC_Coo Point
15229627 |  | Generic Models | New Construction | ATC_Coo Point: ATC_Coo Point
15229628 |  | Generic Models | New Construction | ATC_Coo Point: ATC_Coo Point
15229629 |  | Generic Models | New Construction | ATC_Coo Point: ATC_Coo Point
15229630 |  | Generic Models | New Construction | ATC_Coo Point: ATC_Coo Point
15229631 |  | Generic Models | New Construction | ATC_Coo Point: ATC_Coo Point
15229632 |  | Generic Models | New Construction | ATC_Coo Point: ATC_Coo Point
15229633 |  | Generic Models | New Construction | ATC_Coo Point: ATC_Coo Point
15229634 |  | Generic Models | New Construction | ATC_Coo Point: ATC_Coo Point
15229635 |  | Generic Models | New Construction | ATC_Coo Point: ATC_Coo Point
15229636 |  | Generic Models | New Construction | ATC_Coo Point: ATC_Coo Point
15229637 |  | Generic Models | New Construction | ATC_Coo Point: ATC_Coo Point
15229638 |  | Generic Models | New Construction | ATC_Coo Point: ATC_Coo Point
15229639 |  | Generic Models | New Construction | ATC_Coo Point: ATC_Coo Point
15229640 |  | Generic Models | New Construction | ATC_Coo Point: ATC_Coo Point
15229641 |  | Generic Models | New Construction | ATC_Coo Point: ATC_Coo Point
15229642 |  | Generic Models | New Construction | ATC_Coo Point: ATC_Coo Point
15229643 |  | Generic Models | New Construction | ATC_Coo Point: ATC_Coo Point
15229644 |  | Generic Models | New Construction | ATC_Coo Point: ATC_Coo Point
15229645 |  | Generic Models | New Construction | ATC_Coo Point: ATC_Coo Point
15229646 |  | Generic Models | New Construction | ATC_Coo Point: ATC_Coo Point
15229647 |  | Generic Models | New Construction | ATC_Coo Point: ATC_Coo Point
15229648 |  | Generic Models | New Construction | ATC_Coo Point: ATC_Coo Point
15229649 |  | Generic Models | New Construction | ATC_Coo Point: ATC_Coo Point
15229650 |  | Generic Models | New Construction | ATC_Coo Point: ATC_Coo Point
15229651 |  | Generic Models | New Construction | ATC_Coo Point: ATC_Coo Point
15229652 |  | Generic Models | New Construction | ATC_Coo Point: ATC_Coo Point
15229653 |  | Generic Models | New Construction | ATC_Coo Point: ATC_Coo Point
15229654 |  | Generic Models | New Construction | ATC_Coo Point: ATC_Coo Point
15229655 |  | Generic Models | New Construction | ATC_Coo Point: ATC_Coo Point
15229656 |  | Generic Models | New Construction | ATC_Coo Point: ATC_Coo Point
15229657 |  | Generic Models | New Construction | ATC_Coo Point: ATC_Coo Point
15229658 |  | Generic Models | New Construction | ATC_Coo Point: ATC_Coo Point
15229659 |  | Generic Models | New Construction | ATC_Coo Point: ATC_Coo Point
15229660 |  | Generic Models | New Construction | ATC_Coo Point: ATC_Coo Point
15229661 |  | Generic Models | New Construction | ATC_Coo Point: ATC_Coo Point
15229662 |  | Generic Models | New Construction | ATC_Coo Point: ATC_Coo Point
15229663 |  | Generic Models | New Construction | ATC_Coo Point: ATC_Coo Point
15229664 |  | Generic Models | New Construction | ATC_Coo Point: ATC_Coo Point
15229665 |  | Generic Models | New Construction | ATC_Coo Point: ATC_Coo Point
15229666 |  | Generic Models | New Construction | ATC_Coo Point: ATC_Coo Point
15229667 |  | Generic Models | New Construction | ATC_Coo Point: ATC_Coo Point
15229976 |  | Generic Models | New Construction | ATC_Coo Point: ATC_Coo Point
15229977 |  | Generic Models | New Construction | ATC_Coo Point: ATC_Coo Point
15229978 |  | Generic Models | New Construction | ATC_Coo Point: ATC_Coo Point
15229979 |  | Generic Models | New Construction | ATC_Coo Point: ATC_Coo Point
15229980 |  | Generic Models | New Construction | ATC_Coo Point: ATC_Coo Point
15229981 |  | Generic Models | New Construction | ATC_Coo Point: ATC_Coo Point
15229982 |  | Generic Models | New Construction | ATC_Coo Point: ATC_Coo Point
15229983 |  | Generic Models | New Construction | ATC_Coo Point: ATC_Coo Point
15229984 |  | Generic Models | New Construction | ATC_Coo Point: ATC_Coo Point
15229985 |  | Generic Models | New Construction | ATC_Coo Point: ATC_Coo Point
15229986 |  | Generic Models | New Construction | ATC_Coo Point: ATC_Coo Point
15229987 |  | Generic Models | New Construction | ATC_Coo Point: ATC_Coo Point
15229988 |  | Generic Models | New Construction | ATC_Coo Point: ATC_Coo Point
15229989 |  | Generic Models | New Construction | ATC_Coo Point: ATC_Coo Point
15229990 |  | Generic Models | New Construction | ATC_Coo Point: ATC_Coo Point
15229991 |  | Generic Models | New Construction | ATC_Coo Point: ATC_Coo Point
15229992 |  | Generic Models | New Construction | ATC_Coo Point: ATC_Coo Point
15229993 |  | Generic Models | New Construction | ATC_Coo Point: ATC_Coo Point
15229994 |  | Generic Models | New Construction | ATC_Coo Point: ATC_Coo Point
15229995 |  | Generic Models | New Construction | ATC_Coo Point: ATC_Coo Point
15229996 |  | Generic Models | New Construction | ATC_Coo Point: ATC_Coo Point
15229997 |  | Generic Models | New Construction | ATC_Coo Point: ATC_Coo Point
15229998 |  | Generic Models | New Construction | ATC_Coo Point: ATC_Coo Point
15229999 |  | Generic Models | New Construction | ATC_Coo Point: ATC_Coo Point
15230000 |  | Generic Models | New Construction | ATC_Coo Point: ATC_Coo Point
15230001 |  | Generic Models | New Construction | ATC_Coo Point: ATC_Coo Point
15230019 |  | Generic Models | New Construction | ATC_Coo Point: ATC_Coo Point
15230020 |  | Generic Models | New Construction | ATC_Coo Point: ATC_Coo Point
15230021 |  | Generic Models | New Construction | ATC_Coo Point: ATC_Coo Point
15230022 |  | Generic Models | New Construction | ATC_Coo Point: ATC_Coo Point
15230023 |  | Generic Models | New Construction | ATC_Coo Point: ATC_Coo Point
15230024 |  | Generic Models | New Construction | ATC_Coo Point: ATC_Coo Point
15230025 |  | Generic Models | New Construction | ATC_Coo Point: ATC_Coo Point
15230026 |  | Generic Models | New Construction | ATC_Coo Point: ATC_Coo Point
15230027 |  | Generic Models | New Construction | ATC_Coo Point: ATC_Coo Point
15230028 |  | Generic Models | New Construction | ATC_Coo Point: ATC_Coo Point
15230029 |  | Generic Models | New Construction | ATC_Coo Point: ATC_Coo Point
15230030 |  | Generic Models | New Construction | ATC_Coo Point: ATC_Coo Point
15231232 |  | Generic Models | New Construction | ATC_Coo Point: ATC_Coo Point
15231255 |  | Generic Models | New Construction | ATC_Coo Point: ATC_Coo Point
15231278 |  | Generic Models | New Construction | ATC_Coo Point: ATC_Coo Point
15231295 |  | Generic Models | New Construction | ATC_Coo Point: ATC_Coo Point
15231345 |  | Generic Models | New Construction | ATC_Coo Point: ATC_Coo Point
15231368 |  | Generic Models | New Construction | ATC_Coo Point: ATC_Coo Point
15231387 |  | Generic Models | New Construction | ATC_Coo Point: ATC_Coo Point
15231406 |  | Generic Models | New Construction | ATC_Coo Point: ATC_Coo Point
15231450 |  | Generic Models | New Construction | ATC_Coo Point: ATC_Coo Point
15231467 |  | Generic Models | New Construction | ATC_Coo Point: ATC_Coo Point
15231486 |  | Generic Models | New Construction | ATC_Coo Point: ATC_Coo Point
15231505 |  | Generic Models | New Construction | ATC_Coo Point: ATC_Coo Point
15231524 |  | Generic Models | New Construction | ATC_Coo Point: ATC_Coo Point
15231549 |  | Generic Models | New Construction | ATC_Coo Point: ATC_Coo Point
15231568 |  | Generic Models | New Construction | ATC_Coo Point: ATC_Coo Point
15231587 |  | Generic Models | New Construction | ATC_Coo Point: ATC_Coo Point
15231606 |  | Generic Models | New Construction | ATC_Coo Point: ATC_Coo Point
15231625 |  | Generic Models | New Construction | ATC_Coo Point: ATC_Coo Point
15231644 |  | Generic Models | New Construction | ATC_Coo Point: ATC_Coo Point
15231663 |  | Generic Models | New Construction | ATC_Coo Point: ATC_Coo Point
15231712 |  | Generic Models | New Construction | ATC_Coo Point: ATC_Coo Point
15231743 |  | Generic Models | New Construction | ATC_Coo Point: ATC_Coo Point
15231762 |  | Generic Models | New Construction | ATC_Coo Point: ATC_Coo Point
15231781 |  | Generic Models | New Construction | ATC_Coo Point: ATC_Coo Point
15231824 |  | Generic Models | New Construction | ATC_Coo Point: ATC_Coo Point
15231865 |  | Generic Models | New Construction | ATC_Coo Point: ATC_Coo Point
15232881 |  | Generic Models | New Construction | ATC_Coo Point: ATC_Coo Point
15232898 |  | Generic Models | New Construction | ATC_Coo Point: ATC_Coo Point
15232917 |  | Generic Models | New Construction | ATC_Coo Point: ATC_Coo Point
15232936 |  | Generic Models | New Construction | ATC_Coo Point: ATC_Coo Point
15232955 |  | Generic Models | New Construction | ATC_Coo Point: ATC_Coo Point
15232974 |  | Generic Models | New Construction | ATC_Coo Point: ATC_Coo Point
15232993 |  | Generic Models | New Construction | ATC_Coo Point: ATC_Coo Point
15233012 |  | Generic Models | New Construction | ATC_Coo Point: ATC_Coo Point
15233031 |  | Generic Models | New Construction | ATC_Coo Point: ATC_Coo Point
15233078 |  | Generic Models | New Construction | ATC_Coo Point: ATC_Coo Point
15233097 |  | Generic Models | New Construction | ATC_Coo Point: ATC_Coo Point
15233116 |  | Generic Models | New Construction | ATC_Coo Point: ATC_Coo Point
15278680 |  | Floors | Existing - ATC | Floor: C_SL_Concrete Slab_T_300mm | 01-01-01-07-005-30 | Suspended Slab | Cast in Situ |  |  | 155 |  | 2.6253
15278850 |  | Floors | Existing - ATC | Floor: C_SL_Concrete Slab_T_300mm | 01-01-01-07-005-30 | Suspended Slab | Cast in Situ |  |  | 155 |  | 2.8862
15278895 |  | Floors | Existing - ATC | Floor: C_SL_Concrete Slab_T_300mm | 01-01-01-07-005-30 | Suspended Slab | Cast in Situ |  |  | 155 |  | 5.0444
15278942 |  | Floors | Existing - ATC | Floor: C_SL_Concrete Slab_T_300mm | 01-01-01-07-005-30 | Suspended Slab | Cast in Situ |  |  | 155 |  | 5.0414
15278980 |  | Floors | Existing - ATC | Floor: C_SL_Concrete Slab_T_300mm | 01-01-01-07-005-30 | Suspended Slab | Cast in Situ |  |  | 155 |  | 9.9789
15279124 |  | Floors | Existing - ATC | Floor: C_SL_Concrete Slab_T_300mm | 01-01-01-07-005-30 | Suspended Slab | Cast in Situ |  |  | 155 |  | 6.214
15279219 |  | Floors | New Construction | Floor: C_SL_Concrete Slab_T_300mm | 01-01-01-07-005-30 | Suspended Slab | Cast in Situ |  |  | 155 |  | 0.12639
15279779 |  | Floors | Existing - ATC | Floor: C_SL_Concrete Slab_T_100mm | 01-01-01-07-005-30 | Suspended Slab | Cast in Situ |  |  | 155 |  | 0.16524
15279897 |  | Generic Models | New Construction | ATC_Ceiling Hangers_1: ATC_Ceiling Hangers_1 |  | Steel Hanger | [5 empty] | 0.00082777
15279898 |  | Generic Models | New Construction | ATC_Ceiling Hangers_1: ATC_Ceiling Hangers_1 |  | Steel Hanger | [5 empty] | 0.00082777
15279899 |  | Generic Models | New Construction | ATC_Ceiling Hangers_1: ATC_Ceiling Hangers_1 |  | Steel Hanger | [5 empty] | 0.00082777
15279900 |  | Generic Models | New Construction | ATC_Ceiling Hangers_1: ATC_Ceiling Hangers_1 |  | Steel Hanger | [5 empty] | 0.00082777
15279901 |  | Generic Models | New Construction | ATC_Ceiling Hangers_1: ATC_Ceiling Hangers_1 |  | Steel Hanger | [5 empty] | 0.00082777
15279902 |  | Generic Models | New Construction | ATC_Ceiling Hangers_1: ATC_Ceiling Hangers_1 |  | Steel Hanger | [5 empty] | 0.00082777
15279903 |  | Generic Models | New Construction | ATC_Ceiling Hangers_1: ATC_Ceiling Hangers_1 |  | Steel Hanger | [5 empty] | 0.00082777
15279904 |  | Generic Models | New Construction | ATC_Ceiling Hangers_1: ATC_Ceiling Hangers_1 |  | Steel Hanger | [5 empty] | 0.00082777
15279925 |  | Generic Models | New Construction | ATC_Ceiling Hangers_1: ATC_Ceiling Hangers_1 |  | Steel Hanger | [5 empty] | 0.00082777
15279952 |  | Generic Models | New Construction | ATC_Ceiling Hangers_1: ATC_Ceiling Hangers_1 |  | Steel Hanger | [5 empty] | 0.00082777
15279981 |  | Generic Models | New Construction | ATC_Ceiling Hangers_1: ATC_Ceiling Hangers_1 |  | Steel Hanger | [5 empty] | 0.00082777
15280008 |  | Generic Models | New Construction | ATC_Ceiling Hangers_1: ATC_Ceiling Hangers_1 |  | Steel Hanger | [5 empty] | 0.00082777
15280062 |  | Generic Models | New Construction | ATC_Ceiling Hangers_1: ATC_Ceiling Hangers_1 |  | Steel Hanger | [5 empty] | 0.00082777
15280089 |  | Generic Models | New Construction | ATC_Ceiling Hangers_1: ATC_Ceiling Hangers_1 |  | Steel Hanger | [5 empty] | 0.00082777
15280118 |  | Generic Models | New Construction | ATC_Ceiling Hangers_1: ATC_Ceiling Hangers_1 |  | Steel Hanger | [5 empty] | 0.00082777
15280145 |  | Generic Models | New Construction | ATC_Ceiling Hangers_1: ATC_Ceiling Hangers_1 |  | Steel Hanger | [5 empty] | 0.00082777
15280172 |  | Generic Models | New Construction | ATC_Ceiling Hangers_1: ATC_Ceiling Hangers_1 |  | Steel Hanger | [5 empty] | 0.00082777
15280199 |  | Generic Models | New Construction | ATC_Ceiling Hangers_1: ATC_Ceiling Hangers_1 |  | Steel Hanger | [5 empty] | 0.00082777
15280226 |  | Generic Models | New Construction | ATC_Ceiling Hangers_1: ATC_Ceiling Hangers_1 |  | Steel Hanger | [5 empty] | 0.00082777
15280267 |  | Generic Models | New Construction | ATC_Ceiling Hangers_1: ATC_Ceiling Hangers_1 |  | Steel Hanger | [5 empty] | 0.00082777
15280294 |  | Generic Models | New Construction | ATC_Ceiling Hangers_1: ATC_Ceiling Hangers_1 |  | Steel Hanger | [5 empty] | 0.00082777
15280325 |  | Generic Models | New Construction | ATC_Ceiling Hangers_1: ATC_Ceiling Hangers_1 |  | Steel Hanger | [5 empty] | 0.00082777
15280352 |  | Generic Models | New Construction | ATC_Ceiling Hangers_1: ATC_Ceiling Hangers_1 |  | Steel Hanger | [5 empty] | 0.00082777
15280379 |  | Generic Models | New Construction | ATC_Ceiling Hangers_1: ATC_Ceiling Hangers_1 |  | Steel Hanger | [5 empty] | 0.00082777
15280406 |  | Generic Models | New Construction | ATC_Ceiling Hangers_1: ATC_Ceiling Hangers_1 |  | Steel Hanger | [5 empty] | 0.00086547
15280433 |  | Generic Models | New Construction | ATC_Ceiling Hangers_1: ATC_Ceiling Hangers_1 |  | Steel Hanger | [5 empty] | 0.00082777
15280460 |  | Generic Models | New Construction | ATC_Ceiling Hangers_1: ATC_Ceiling Hangers_1 |  | Steel Hanger | [5 empty] | 0.00082777
15280487 |  | Generic Models | New Construction | ATC_Ceiling Hangers_1: ATC_Ceiling Hangers_1 |  | Steel Hanger | [5 empty] | 0.00082777
15280514 |  | Generic Models | New Construction | ATC_Ceiling Hangers_1: ATC_Ceiling Hangers_1 |  | Steel Hanger | [5 empty] | 0.00082777
15280788 |  | Generic Models | New Construction | ATC_Ceiling Hangers_1: ATC_Ceiling Hangers_1 |  | Steel Hanger | [5 empty] | 0.00082777
15305939 |  | Walls | New Construction | Walls 334: Walls 334
15306646 |  | Walls | New Construction | Walls 336: Walls 333
15320998 |  | Walls | New Construction | Basic Wall: C_WAL_CW_Concrete Wall_T_300mm | 01-01-01-07-006-30 | Wall | Cast in Situ |  |  | 175.03 |  | 5.5493
15321000 |  | Walls | New Construction | Basic Wall: C_WAL_CW_Concrete Wall_T_300mm | 01-01-01-07-006-30 | Wall | Cast in Situ |  |  | 175.03 |  | 3.2861
15321002 |  | Walls | New Construction | Basic Wall: C_WAL_CW_Concrete Wall Planted_T_300mm | 01-01-01-07-006-30 | Wall | Cast in Situ |  |  | 175.03 |  | 4.5909
15321004 |  | Walls | New Construction | Basic Wall: C_WAL_CW_Concrete Wall Planted_T_300mm | 01-01-01-07-006-30 | Wall | Cast in Situ |  |  | 175.03 |  | 2.8319
15321006 |  | Walls | New Construction | Basic Wall: C_WAL_CW_Concrete Wall_T_300mm | 01-01-01-07-006-30 | Wall | Cast in Situ |  |  | 175.03 |  | 1.4007
15321125 |  | Walls | New Construction | Basic Wall: C_WAL_CW_Concrete Wall_T_300mm | 01-01-01-07-006-30 | Wall | Cast in Situ |  |  | 175.03 |  | 0.92447
15321127 |  | Walls | New Construction | Basic Wall: C_WAL_CW_Concrete Wall_T_300mm | 01-01-01-07-006-30 | Wall | Cast in Situ |  |  | 175.03 |  | 5.6986
15321311 |  | Walls | New Construction | Walls 337: Walls 337
15321422 |  | Walls | New Construction | Basic Wall: C_WAL_CW_Concrete Wall_T_300mm | 01-01-01-07-006-30 | Wall | Cast in Situ |  |  | 175.03 |  | 4.8493
15321645 |  | Walls | New Construction | Walls 28: Walls 28
15352363 |  | Walls | Existing - ATC | Basic Wall: C_WAL_CW_Concrete Wall_T_500mm | 01-01-01-07-005-30 | Wall | Cast in Situ |  |  | 166.6 |  | 24.3181
15352395 |  | Walls | New Construction | Walls 339: Walls 338
15358603 |  | Generic Models | New Construction | ATC_Ceiling Hangers_1: ATC_Ceiling Hangers_1 |  | Steel Hanger | [5 empty] | 0.00051363
15359781 |  | Walls | New Construction | Walls 341: Walls 340
15384011 |  | Generic Models | New Construction | ATC_Coo Point: ATC_Coo Point
15384012 |  | Generic Models | New Construction | ATC_Coo Point: ATC_Coo Point
15384013 |  | Generic Models | New Construction | ATC_Coo Point: ATC_Coo Point
15384014 |  | Generic Models | New Construction | ATC_Coo Point: ATC_Coo Point
15384015 |  | Generic Models | New Construction | ATC_Coo Point: ATC_Coo Point
15384016 |  | Generic Models | New Construction | ATC_Coo Point: ATC_Coo Point
15384017 |  | Generic Models | New Construction | ATC_Coo Point: ATC_Coo Point
15384018 |  | Generic Models | New Construction | ATC_Coo Point: ATC_Coo Point
15384019 |  | Generic Models | New Construction | ATC_Coo Point: ATC_Coo Point
15384020 |  | Generic Models | New Construction | ATC_Coo Point: ATC_Coo Point
15384021 |  | Generic Models | New Construction | ATC_Coo Point: ATC_Coo Point
15384022 |  | Generic Models | New Construction | ATC_Coo Point: ATC_Coo Point
15384023 |  | Generic Models | New Construction | ATC_Coo Point: ATC_Coo Point
15384024 |  | Generic Models | New Construction | ATC_Coo Point: ATC_Coo Point
15384025 |  | Generic Models | New Construction | ATC_Coo Point: ATC_Coo Point
15384026 |  | Generic Models | New Construction | ATC_Coo Point: ATC_Coo Point
15384027 |  | Generic Models | New Construction | ATC_Coo Point: ATC_Coo Point
15384028 |  | Generic Models | New Construction | ATC_Coo Point: ATC_Coo Point
15384029 |  | Generic Models | New Construction | ATC_Coo Point: ATC_Coo Point
15384030 |  | Generic Models | New Construction | ATC_Coo Point: ATC_Coo Point
15384031 |  | Generic Models | New Construction | ATC_Coo Point: ATC_Coo Point
15384032 |  | Generic Models | New Construction | ATC_Coo Point: ATC_Coo Point
15384033 |  | Generic Models | New Construction | ATC_Coo Point: ATC_Coo Point
15384034 |  | Generic Models | New Construction | ATC_Coo Point: ATC_Coo Point
15384086 |  | Generic Models | New Construction | ATC_Coo Point: ATC_Coo Point
15384087 |  | Generic Models | New Construction | ATC_Coo Point: ATC_Coo Point
15384095 |  | Generic Models | New Construction | ATC_Coo Point: ATC_Coo Point
15384134 |  | Generic Models | New Construction | ATC_Coo Point: ATC_Coo Point
15384160 |  | Generic Models | New Construction | ATC_Coo Point: ATC_Coo Point
15384191 |  | Generic Models | New Construction | ATC_Coo Point: ATC_Coo Point
15384208 |  | Generic Models | New Construction | ATC_Coo Point: ATC_Coo Point
15384231 |  | Generic Models | New Construction | ATC_Coo Point: ATC_Coo Point
15384248 |  | Generic Models | New Construction | ATC_Coo Point: ATC_Coo Point
15384271 |  | Generic Models | New Construction | ATC_Coo Point: ATC_Coo Point
15384302 |  | Generic Models | New Construction | ATC_Coo Point: ATC_Coo Point
15384325 |  | Generic Models | New Construction | ATC_Coo Point: ATC_Coo Point
15384342 |  | Generic Models | New Construction | ATC_Coo Point: ATC_Coo Point
15384365 |  | Generic Models | New Construction | ATC_Coo Point: ATC_Coo Point
15384382 |  | Generic Models | New Construction | ATC_Coo Point: ATC_Coo Point
15384405 |  | Generic Models | New Construction | ATC_Coo Point: ATC_Coo Point
15384422 |  | Generic Models | New Construction | ATC_Coo Point: ATC_Coo Point
15384445 |  | Generic Models | New Construction | ATC_Coo Point: ATC_Coo Point
15384462 |  | Generic Models | New Construction | ATC_Coo Point: ATC_Coo Point
15384485 |  | Generic Models | New Construction | ATC_Coo Point: ATC_Coo Point
15384518 |  | Generic Models | New Construction | ATC_Coo Point: ATC_Coo Point
15384557 |  | Generic Models | New Construction | ATC_Coo Point: ATC_Coo Point
15384588 |  | Generic Models | New Construction | ATC_Coo Point: ATC_Coo Point
15384619 |  | Generic Models | New Construction | ATC_Coo Point: ATC_Coo Point
15384666 |  | Generic Models | New Construction | ATC_Coo Point: ATC_Coo Point
15384695 |  | Generic Models | New Construction | ATC_Coo Point: ATC_Coo Point
15384712 |  | Generic Models | New Construction | ATC_Coo Point: ATC_Coo Point
15384735 |  | Generic Models | New Construction | ATC_Coo Point: ATC_Coo Point
15384799 |  | Generic Models | New Construction | ATC_Coo Point: ATC_Coo Point
15384842 |  | Generic Models | New Construction | ATC_Coo Point: ATC_Coo Point
15384859 |  | Generic Models | New Construction | ATC_Coo Point: ATC_Coo Point
15384882 |  | Generic Models | New Construction | ATC_Coo Point: ATC_Coo Point
15384903 |  | Generic Models | New Construction | ATC_Coo Point: ATC_Coo Point
15384928 |  | Generic Models | New Construction | ATC_Coo Point: ATC_Coo Point
15384949 |  | Generic Models | New Construction | ATC_Coo Point: ATC_Coo Point
15384972 |  | Generic Models | New Construction | ATC_Coo Point: ATC_Coo Point
15385012 |  | Generic Models | New Construction | ATC_Coo Point: ATC_Coo Point
15385045 |  | Generic Models | New Construction | ATC_Coo Point: ATC_Coo Point
15385064 |  | Generic Models | New Construction | ATC_Coo Point: ATC_Coo Point
15385091 |  | Generic Models | New Construction | ATC_Coo Point: ATC_Coo Point
15385136 |  | Generic Models | New Construction | ATC_Coo Point: ATC_Coo Point
15385161 |  | Generic Models | New Construction | ATC_Coo Point: ATC_Coo Point
15385178 |  | Generic Models | New Construction | ATC_Coo Point: ATC_Coo Point
15385201 |  | Generic Models | New Construction | ATC_Coo Point: ATC_Coo Point
15385218 |  | Generic Models | New Construction | ATC_Coo Point: ATC_Coo Point
15385241 |  | Generic Models | New Construction | ATC_Coo Point: ATC_Coo Point
15385258 |  | Generic Models | New Construction | ATC_Coo Point: ATC_Coo Point
15385281 |  | Generic Models | New Construction | ATC_Coo Point: ATC_Coo Point
15385338 |  | Generic Models | New Construction | ATC_Coo Point: ATC_Coo Point
15385365 |  | Generic Models | New Construction | ATC_Coo Point: ATC_Coo Point
15385388 |  | Generic Models | New Construction | ATC_Coo Point: ATC_Coo Point
15385418 |  | Generic Models | New Construction | ATC_Coo Point: ATC_Coo Point
15385712 |  | Generic Models | New Construction | ATC_Coo Point: ATC_Coo Point
15385735 |  | Generic Models | New Construction | ATC_Coo Point: ATC_Coo Point
15385756 |  | Generic Models | New Construction | ATC_Coo Point: ATC_Coo Point
15385777 |  | Generic Models | New Construction | ATC_Coo Point: ATC_Coo Point
15385798 |  | Generic Models | New Construction | ATC_Coo Point: ATC_Coo Point
15385819 |  | Generic Models | New Construction | ATC_Coo Point: ATC_Coo Point
15385840 |  | Generic Models | New Construction | ATC_Coo Point: ATC_Coo Point
15385861 |  | Generic Models | New Construction | ATC_Coo Point: ATC_Coo Point
15385882 |  | Generic Models | New Construction | ATC_Coo Point: ATC_Coo Point
15385935 |  | Generic Models | New Construction | ATC_Coo Point: ATC_Coo Point
15385974 |  | Generic Models | New Construction | ATC_Coo Point: ATC_Coo Point
15385995 |  | Generic Models | New Construction | ATC_Coo Point: ATC_Coo Point
15386020 |  | Generic Models | New Construction | ATC_Coo Point: ATC_Coo Point
15386041 |  | Generic Models | New Construction | ATC_Coo Point: ATC_Coo Point
15386076 |  | Generic Models | New Construction | ATC_Coo Point: ATC_Coo Point
15386115 |  | Generic Models | New Construction | ATC_Coo Point: ATC_Coo Point
15386146 |  | Generic Models | New Construction | ATC_Coo Point: ATC_Coo Point
15386193 |  | Generic Models | New Construction | ATC_Coo Point: ATC_Coo Point
15386210 |  | Generic Models | New Construction | ATC_Coo Point: ATC_Coo Point
15386233 |  | Generic Models | New Construction | ATC_Coo Point: ATC_Coo Point
15386250 |  | Generic Models | New Construction | ATC_Coo Point: ATC_Coo Point
15386295 |  | Generic Models | New Construction | ATC_Coo Point: ATC_Coo Point
15387591 |  | Generic Models | New Construction | ATC_Ceiling Hangers_1: ATC_Ceiling Hangers_1 |  | Steel Hanger | [5 empty] | 0.00051363
15387592 |  | Generic Models | New Construction | ATC_Ceiling Hangers_1: ATC_Ceiling Hangers_1 |  | Steel Hanger | [5 empty] | 0.00051363
15387593 |  | Generic Models | New Construction | ATC_Ceiling Hangers_1: ATC_Ceiling Hangers_1 |  | Steel Hanger | [5 empty] | 0.00051363
15387594 |  | Generic Models | New Construction | ATC_Ceiling Hangers_1: ATC_Ceiling Hangers_1 |  | Steel Hanger | [5 empty] | 0.00029372
15387595 |  | Generic Models | New Construction | ATC_Ceiling Hangers_1: ATC_Ceiling Hangers_1 |  | Steel Hanger | [5 empty] | 0.00051363
15387596 |  | Generic Models | New Construction | ATC_Ceiling Hangers_1: ATC_Ceiling Hangers_1 |  | Steel Hanger | [5 empty] | 0.00051363
15450401 |  | Walls | New Construction | Walls 343: Walls 343 | 01-01-01-16-004-30 | Wall | Cast in Situ |  |  | 163.8 | 19.2618 | 4.8154
15450426 |  | Walls | New Construction | Walls 344: Walls 344 | 01-01-01-16-005-30 | Wall | Cast in Situ |  |  | 166.6 | 87.6907 | 21.9227
15535888 |  | Generic Models | New Construction | ATC_Coo Point: ATC_Coo Point
15535929 |  | Generic Models | New Construction | ATC_Coo Point: ATC_Coo Point
15535950 |  | Generic Models | New Construction | ATC_Coo Point: ATC_Coo Point
15535969 |  | Generic Models | New Construction | ATC_Coo Point: ATC_Coo Point
15536024 |  | Generic Models | New Construction | ATC_Coo Point: ATC_Coo Point
15536043 |  | Generic Models | New Construction | ATC_Coo Point: ATC_Coo Point
15536094 |  | Generic Models | New Construction | ATC_Coo Point: ATC_Coo Point
15536113 |  | Generic Models | New Construction | ATC_Coo Point: ATC_Coo Point
15536154 |  | Generic Models | New Construction | ATC_Coo Point: ATC_Coo Point
15536205 |  | Generic Models | New Construction | ATC_Coo Point: ATC_Coo Point
15536228 |  | Generic Models | New Construction | ATC_Coo Point: ATC_Coo Point
15536247 |  | Generic Models | New Construction | ATC_Coo Point: ATC_Coo Point
15536742 |  | Generic Models | New Construction | ATC_Coo Point: ATC_Coo Point
15536777 |  | Generic Models | New Construction | ATC_Coo Point: ATC_Coo Point
15536796 |  | Generic Models | New Construction | ATC_Coo Point: ATC_Coo Point
15536827 |  | Generic Models | New Construction | ATC_Coo Point: ATC_Coo Point
15536856 |  | Generic Models | New Construction | ATC_Coo Point: ATC_Coo Point
15536883 |  | Generic Models | New Construction | ATC_Coo Point: ATC_Coo Point
15536902 |  | Generic Models | New Construction | ATC_Coo Point: ATC_Coo Point
15536959 |  | Generic Models | New Construction | ATC_Coo Point: ATC_Coo Point
15536990 |  | Generic Models | New Construction | ATC_Coo Point: ATC_Coo Point
15537009 |  | Generic Models | New Construction | ATC_Coo Point: ATC_Coo Point
15537028 |  | Generic Models | New Construction | ATC_Coo Point: ATC_Coo Point
15537047 |  | Generic Models | New Construction | ATC_Coo Point: ATC_Coo Point
15537096 |  | Generic Models | New Construction | ATC_Coo Point: ATC_Coo Point
15537127 |  | Generic Models | New Construction | ATC_Coo Point: ATC_Coo Point
15537176 |  | Generic Models | New Construction | ATC_Coo Point: ATC_Coo Point
15537211 |  | Generic Models | New Construction | ATC_Coo Point: ATC_Coo Point
15537234 |  | Generic Models | New Construction | ATC_Coo Point: ATC_Coo Point
15537267 |  | Generic Models | New Construction | ATC_Coo Point: ATC_Coo Point
15537298 |  | Generic Models | New Construction | ATC_Coo Point: ATC_Coo Point
15537331 |  | Generic Models | New Construction | ATC_Coo Point: ATC_Coo Point
15546669 |  | Generic Models | New Construction | ATC_Coo Point: ATC_Coo Point
15546877 |  | Generic Models | New Construction | ATC_Coo Point: ATC_Coo Point
15546921 |  | Generic Models | New Construction | ATC_Coo Point: ATC_Coo Point
15546982 |  | Generic Models | New Construction | ATC_Coo Point: ATC_Coo Point
15547007 |  | Generic Models | New Construction | ATC_Coo Point: ATC_Coo Point
15547043 |  | Generic Models | New Construction | ATC_Coo Point: ATC_Coo Point
15547076 |  | Generic Models | New Construction | ATC_Coo Point: ATC_Coo Point
15547105 |  | Generic Models | New Construction | ATC_Coo Point: ATC_Coo Point
15547178 |  | Generic Models | New Construction | ATC_Coo Point: ATC_Coo Point
15547211 |  | Generic Models | New Construction | ATC_Coo Point: ATC_Coo Point
15547230 |  | Generic Models | New Construction | ATC_Coo Point: ATC_Coo Point
15547253 |  | Generic Models | New Construction | ATC_Coo Point: ATC_Coo Point
15547272 |  | Generic Models | New Construction | ATC_Coo Point: ATC_Coo Point
15547319 |  | Generic Models | New Construction | ATC_Coo Point: ATC_Coo Point
15547338 |  | Generic Models | New Construction | ATC_Coo Point: ATC_Coo Point
15547385 |  | Generic Models | New Construction | ATC_Coo Point: ATC_Coo Point
15547422 |  | Generic Models | New Construction | ATC_Coo Point: ATC_Coo Point
15547441 |  | Generic Models | New Construction | ATC_Coo Point: ATC_Coo Point
15547460 |  | Generic Models | New Construction | ATC_Coo Point: ATC_Coo Point
15547496 |  | Generic Models | New Construction | ATC_Coo Point: ATC_Coo Point
15547539 |  | Generic Models | New Construction | ATC_Coo Point: ATC_Coo Point
15547574 |  | Generic Models | New Construction | ATC_Coo Point: ATC_Coo Point
15547605 |  | Generic Models | New Construction | ATC_Coo Point: ATC_Coo Point
15547630 |  | Generic Models | New Construction | ATC_Coo Point: ATC_Coo Point
15547665 |  | Generic Models | New Construction | ATC_Coo Point: ATC_Coo Point
15547710 |  | Generic Models | New Construction | ATC_Coo Point: ATC_Coo Point
15547729 |  | Generic Models | New Construction | ATC_Coo Point: ATC_Coo Point
15547750 |  | Generic Models | New Construction | ATC_Coo Point: ATC_Coo Point
15547799 |  | Generic Models | New Construction | ATC_Coo Point: ATC_Coo Point
15547832 |  | Generic Models | New Construction | ATC_Coo Point: ATC_Coo Point
15547875 |  | Generic Models | New Construction | ATC_Coo Point: ATC_Coo Point
15547924 |  | Generic Models | New Construction | ATC_Coo Point: ATC_Coo Point
15547973 |  | Generic Models | New Construction | ATC_Coo Point: ATC_Coo Point
15547992 |  | Generic Models | New Construction | ATC_Coo Point: ATC_Coo Point
15548011 |  | Generic Models | New Construction | ATC_Coo Point: ATC_Coo Point
15548186 |  | Generic Models | New Construction | ATC_Coo Point: ATC_Coo Point
15548231 |  | Generic Models | New Construction | ATC_Coo Point: ATC_Coo Point
15548272 |  | Generic Models | New Construction | ATC_Coo Point: ATC_Coo Point
15548917 |  | Generic Models | New Construction | ATC_Coo Point: ATC_Coo Point
15548918 |  | Generic Models | New Construction | ATC_Coo Point: ATC_Coo Point
15548919 |  | Generic Models | New Construction | ATC_Coo Point: ATC_Coo Point
15548920 |  | Generic Models | New Construction | ATC_Coo Point: ATC_Coo Point
15548921 |  | Generic Models | New Construction | ATC_Coo Point: ATC_Coo Point
15548922 |  | Generic Models | New Construction | ATC_Coo Point: ATC_Coo Point
15548923 |  | Generic Models | New Construction | ATC_Coo Point: ATC_Coo Point
15548924 |  | Generic Models | New Construction | ATC_Coo Point: ATC_Coo Point
15548925 |  | Generic Models | New Construction | ATC_Coo Point: ATC_Coo Point
15548926 |  | Generic Models | New Construction | ATC_Coo Point: ATC_Coo Point
15548927 |  | Generic Models | New Construction | ATC_Coo Point: ATC_Coo Point
15548928 |  | Generic Models | New Construction | ATC_Coo Point: ATC_Coo Point
15548929 |  | Generic Models | New Construction | ATC_Coo Point: ATC_Coo Point
15548930 |  | Generic Models | New Construction | ATC_Coo Point: ATC_Coo Point
15548931 |  | Generic Models | New Construction | ATC_Coo Point: ATC_Coo Point
15548932 |  | Generic Models | New Construction | ATC_Coo Point: ATC_Coo Point
15548933 |  | Generic Models | New Construction | ATC_Coo Point: ATC_Coo Point
15548934 |  | Generic Models | New Construction | ATC_Coo Point: ATC_Coo Point
15548935 |  | Generic Models | New Construction | ATC_Coo Point: ATC_Coo Point
15549110 |  | Generic Models | New Construction | ATC_Coo Point: ATC_Coo Point
15552814 |  | Generic Models | New Construction | ATC_Coo Point: ATC_Coo Point
15552815 |  | Generic Models | New Construction | ATC_Coo Point: ATC_Coo Point
15552816 |  | Generic Models | New Construction | ATC_Coo Point: ATC_Coo Point
15552817 |  | Generic Models | New Construction | ATC_Coo Point: ATC_Coo Point
15552818 |  | Generic Models | New Construction | ATC_Coo Point: ATC_Coo Point
15552819 |  | Generic Models | New Construction | ATC_Coo Point: ATC_Coo Point
15552820 |  | Generic Models | New Construction | ATC_Coo Point: ATC_Coo Point
15552821 |  | Generic Models | New Construction | ATC_Coo Point: ATC_Coo Point
15552822 |  | Generic Models | New Construction | ATC_Coo Point: ATC_Coo Point
15552823 |  | Generic Models | New Construction | ATC_Coo Point: ATC_Coo Point
15552824 |  | Generic Models | New Construction | ATC_Coo Point: ATC_Coo Point
15552825 |  | Generic Models | New Construction | ATC_Coo Point: ATC_Coo Point
15552826 |  | Generic Models | New Construction | ATC_Coo Point: ATC_Coo Point
15552827 |  | Generic Models | New Construction | ATC_Coo Point: ATC_Coo Point
15552828 |  | Generic Models | New Construction | ATC_Coo Point: ATC_Coo Point
15552829 |  | Generic Models | New Construction | ATC_Coo Point: ATC_Coo Point
15552830 |  | Generic Models | New Construction | ATC_Coo Point: ATC_Coo Point
15552831 |  | Generic Models | New Construction | ATC_Coo Point: ATC_Coo Point
15552832 |  | Generic Models | New Construction | ATC_Coo Point: ATC_Coo Point
15552833 |  | Generic Models | New Construction | ATC_Coo Point: ATC_Coo Point
15552834 |  | Generic Models | New Construction | ATC_Coo Point: ATC_Coo Point
15552835 |  | Generic Models | New Construction | ATC_Coo Point: ATC_Coo Point
15552836 |  | Generic Models | New Construction | ATC_Coo Point: ATC_Coo Point
15552837 |  | Generic Models | New Construction | ATC_Coo Point: ATC_Coo Point
15552838 |  | Generic Models | New Construction | ATC_Coo Point: ATC_Coo Point
15552839 |  | Generic Models | New Construction | ATC_Coo Point: ATC_Coo Point
15552840 |  | Generic Models | New Construction | ATC_Coo Point: ATC_Coo Point
15552841 |  | Generic Models | New Construction | ATC_Coo Point: ATC_Coo Point
15552842 |  | Generic Models | New Construction | ATC_Coo Point: ATC_Coo Point
15552843 |  | Generic Models | New Construction | ATC_Coo Point: ATC_Coo Point
15552844 |  | Generic Models | New Construction | ATC_Coo Point: ATC_Coo Point
15552845 |  | Generic Models | New Construction | ATC_Coo Point: ATC_Coo Point
15552846 |  | Generic Models | New Construction | ATC_Coo Point: ATC_Coo Point
15552847 |  | Generic Models | New Construction | ATC_Coo Point: ATC_Coo Point
15552848 |  | Generic Models | New Construction | ATC_Coo Point: ATC_Coo Point
15552849 |  | Generic Models | New Construction | ATC_Coo Point: ATC_Coo Point
15552874 |  | Generic Models | New Construction | ATC_Coo Point: ATC_Coo Point
15552927 |  | Generic Models | New Construction | ATC_Coo Point: ATC_Coo Point
15553895 |  | Generic Models | New Construction | ATC_Floor Opening (Round): Ø 50
15553900 |  | Generic Models | New Construction | ATC_Floor Opening: 200 x 200 x 300
15553911 |  | Generic Models | New Construction | ATC_Floor Opening (Round): Ø 50
15554030 |  | Generic Models | New Construction | ATC_Floor Opening: 200 x 200 x 300
15555336 |  | Generic Models | New Construction | ATC_Floor Opening: 200 x 200 x 300
15555347 |  | Generic Models | New Construction | ATC_Floor Opening: 200 x 200 x 300
15557017 |  | Generic Models | New Construction | ATC_Floor Opening (Round): Ø 50
15557020 |  | Generic Models | New Construction | ATC_Floor Opening: 200 x 200 x 300
15559656 |  | Generic Models | New Construction | ATC_Floor Opening: 200 x 200 x 300
15593948 |  | Floors | Existing - ATC | Floor: C_SL_Concrete Slab_T_200mm | 01-01-01-07-005-30 | Suspended Slab | Cast in Situ |  |  | 155 |  | 0.95
15604972 |  | Floors | New Construction | Floors 104: Floors 104
15612127 |  | Floors | New Construction | Floors 105: Floors 105
15617444 |  | Floors | New Construction | Floors 106: Floors 106
15623238 |  | Floors | New Construction | Floors 108: Floors 108
15626029 |  | Floors | New Construction | Floors 109: Floors 109
15628834 |  | Floors | New Construction | Floors 110: Floors 110
15631594 |  | Floors | New Construction | Floors 111: Floors 111
15634435 |  | Floors | New Construction | Floors 112: Floors 112
15637190 |  | Floors | New Construction | Floors 113: Floors 113
15639914 |  | Floors | New Construction | Floors 114: Floors 114
15642673 |  | Floors | New Construction | Floors 115: Floors 115
15645402 |  | Floors | New Construction | Floors 116: Floors 116
15648123 |  | Floors | New Construction | Floors 117: Floors 117
15650837 |  | Floors | New Construction | Floors 118: Floors 118
15653565 |  | Floors | New Construction | Floors 119: Floors 119
15656304 |  | Floors | New Construction | Floors 120: Floors 120
15659102 |  | Floors | New Construction | Floors 121: Floors 121
15661857 |  | Floors | New Construction | Floors 122: Floors 122
15664525 |  | Floors | New Construction | Floors 123: Floors 123
15667248 |  | Floors | New Construction | Floors 124: Floors 124
15682522 |  | Floors | New Construction | Floors 135: Floors 127
15685101 |  | Floors | New Construction | Floors 128: Floors 128
15687680 |  | Floors | New Construction | Floors 129: Floors 129
15690259 |  | Floors | New Construction | Floors 130: Floors 130
15692838 |  | Floors | New Construction | Floors 131: Floors 131
15695417 |  | Floors | New Construction | Floors 132: Floors 132
15697996 |  | Floors | New Construction | Floors 133: Floors 133
15700607 |  | Floors | New Construction | Floors 134: Floors 134
15918467 |  | Generic Models | New Construction | ATC_Ceiling Hangers_1: ATC_Ceiling Hangers_1 |  | Steel Hanger | [5 empty] | 0.00082777
15921126 |  | Walls | New Construction | Basic Wall: C_WAL_CW_Concrete Wall Planted_T_300mm | 01-01-01-07-005-30 | Wall | Cast in Situ |  |  | 166.6 |  | 9.736
15932508 |  | Walls | New Construction | Walls 346: Walls 346
15949133 |  | Walls | New Construction | Walls 347: Walls 347
15965983 |  | Walls | New Construction | Walls 325: Walls 325
15966011 |  | Generic Models | New Construction | ATC_Ceiling Hangers_1: ATC_Ceiling Hangers_1 |  | Steel Hanger | [5 empty] | 0.00082777
15966012 |  | Generic Models | New Construction | ATC_Ceiling Hangers_1: ATC_Ceiling Hangers_1 |  | Steel Hanger | [5 empty] | 0.00082777
15969941 |  | Generic Models | New Construction | ATC_STR Vertical Opening (Round): Ø100
15969947 |  | Generic Models | New Construction | ATC_STR Vertical Opening (Round): Ø100
15970122 |  | Walls | New Construction | Basic Wall: C_WAL_CW_Concrete Wall_T_100mm | 01-01-01-07-005-30 | Upstand | Cast in Situ |  |  | 166.6 |  | 0.0225
15970124 |  | Walls | New Construction | Basic Wall: C_WAL_CW_Concrete Wall_T_100mm | 01-01-01-07-005-30 | Upstand | Cast in Situ |  |  | 166.6 |  | 0.054494
15970126 |  | Walls | New Construction | Basic Wall: C_WAL_CW_Concrete Wall_T_100mm | 01-01-01-07-005-30 | Upstand | Cast in Situ |  |  | 166.6 |  | 0.0225
15970128 |  | Walls | New Construction | Basic Wall: C_WAL_CW_Concrete Wall_T_100mm | 01-01-01-07-005-30 | Upstand | Cast in Situ |  |  | 166.6 |  | 0.054494
16071156 |  | Floors | New Construction | Floor: C_SL_Concrete Slab_T_200mm | 01-01-01-15-005-30 | Suspended Slab | Cast in Situ |  |  | 155 |  | 3.746
16071476 |  | Floors | New Construction | Floor: C_SL_Concrete Slab_T_200mm | 01-01-01-15-005-30 | Suspended Slab | Cast in Situ |  |  | 155 |  | 1.634
16073559 |  | Floors | Existing - ATC | Floor: C_SL_Concrete Slab_T_100mm | 01-01-01-15-005-30 | Suspended Slab | Cast in Situ |  |  | 155 |  | 0.7356
16074014 |  | Floors | New Construction | Floor: C_SL_Concrete Slab_T_100mm | 01-01-01-16-005-30 | Suspended Slab | Cast in Situ |  |  | 155 |  | 0.97436
16075856 |  | Floors | New Construction | Floor: C_SL_Concrete Slab_T_100mm | 01-01-01-16-005-30 | Suspended Slab | Cast in Situ |  |  | 155 |  | 0.34185
16078703 |  | Floors | New Construction | Floor: C_SL_Concrete Slab_T_200mm | 01-01-01-16-005-30 | Suspended Slab | Cast in Situ |  |  | 155 |  | 4.8218
16107706 |  | Generic Models | New Construction | ATC_STR Vertical Opening (Round with Depth): Ø200 a
16107718 |  | Generic Models | New Construction | ATC_STR Vertical Opening (Rectangle).0030: 300x225
16107748 |  | Generic Models | New Construction | ATC_STR Vertical Opening (Rectangle).0030: 300x225
16115525 |  | Walls | New Construction | Basic Wall: C_WAL_CW_White Concrete Wall_T_250mm | 01-01-01-16-004-30 | White Wall | Cast in Situ |  |  | 242.54 |  | 0.026735
16115735 |  | Walls | New Construction | Basic Wall: C_WAL_CW_White Concrete Wall_T_300mm | 01-01-01-16-004-30 | White Wall | Cast in Situ |  |  | 242.54 |  | 0.21041
16115844 |  | Floors | New Construction | Floors 214: Floors 203 | 01-01-01-16-006-30 | Upstand | Cast in Situ |  |  | 175.03 |  | 0.0027366
16180767 |  | Walls | New Construction | Walls 314: Walls 314 | 01-01-01-16-005-30 | Suspended Beam | Cast in Situ |  |  | 267.07 | 1.1896 | 0.29489
16181187 |  | Walls | New Construction | Basic Wall: C_WAL_CW_Concrete Wall_T_100mm | 01-01-01-16-004-30 | Upstand | Cast in Situ |  |  | 163.8 |  | 0.11205
16185615 |  | Walls | Existing - ATC | Basic Wall: C_WAL_CW_Concrete Wall_T_500mm | 01-01-01-16-003-30 | Wall | Cast in Situ |  |  | 155.74 |  | 9.3047
16185630 |  | Doors | New Construction | ATC_Door_Opening: 1165 x 2101
16244894 |  | Generic Models | New Construction | ATC_WALL_OPENING: Type 1
16244912 |  | Generic Models | New Construction | ATC_WALL_OPENING: Type 1
16286916 |  | Structural Foundations | Existing - ATC | Foundation Slab: 300 | 01-01-01-14-001-30 | Slab On Grade | Cast in Situ |  |  |  |  | 8.4532
16366727 |  | Floors | New Construction | Floor: C_SL_Concrete Slab_T_250mm | 01-01-01-07-006-30 | Suspended Slab | Cast in Situ |  |  | 171.23 |  | 1.0605
16366974 |  | Walls | New Construction | Basic Wall: C_WAL_CW_Concrete Wall Planted_T_200mm | 01-01-01-07-006-30 | Wall | Cast in Situ |  |  | 175.03 |  | 0.1201
16417535 |  | Generic Models | New Construction | ATC_Floor Opening: 300 x 700 x 400
16419309 |  | Generic Models | New Construction | ATC_Coo Point: ATC_Coo Point
16419336 |  | Generic Models | New Construction | ATC_Coo Point: ATC_Coo Point
16436940 |  | Structural Framing | New Construction | C_BEA_CB_Concrete Beams_BxH_: 400x2000mm | 01-01-01-16-004-30 | Suspended Beam | Cast in Situ |  |  | 397.69 |  | 2.8188
16442056 |  | Generic Models | New Construction | ATC_Coo Point: ATC_Coo Point
16442080 |  | Generic Models | New Construction | ATC_Coo Point: ATC_Coo Point
16442223 |  | Generic Models | New Construction | ATC_Coo Point: ATC_Coo Point
16442309 |  | Generic Models | New Construction | ATC_Coo Point: ATC_Coo Point
16483019 |  | Generic Models | New Construction | ATC_STR Vertical Opening (Rectangle).0030: 300X200
16483508 |  | Generic Models | New Construction | ATC_STR Vertical Opening (Rectangle).0030: 300X200
16483653 |  | Generic Models | New Construction | ATC_STR Vertical Opening (Rectangle).0030: 300X200
16483873 |  | Generic Models | New Construction | ATC_Floor Opening: 900 x 200 x 500
16484298 |  | Generic Models | New Construction | ATC_Floor Opening: 300 x 200 x 501
16484475 |  | Generic Models | New Construction | ATC_Floor Opening: 400x400x500
16484751 |  | Generic Models | New Construction | ATC_Floor Opening (Round): Ø 200
16485651 |  | Generic Models | New Construction | ATC_STR Vertical Opening (Rectangle).0030: 750X400
16485658 |  | Generic Models | New Construction | ATC_STR Vertical Opening (Round with Depth): Ø100
16490607 |  | Generic Models | New Construction | ATC_STR Vertical Opening (Rectangle).0030: 300X200
16490653 |  | Generic Models | New Construction | ATC_STR Vertical Opening (Rectangle).0030: 300X200
16490676 |  | Generic Models | New Construction | ATC_Coo Point: ATC_Coo Point
16490677 |  | Generic Models | New Construction | ATC_Coo Point: ATC_Coo Point
16490682 |  | Generic Models | New Construction | ATC_Coo Point: ATC_Coo Point
16490683 |  | Generic Models | New Construction | ATC_Coo Point: ATC_Coo Point
16491988 |  | Generic Models | New Construction | ATC_Coo Point: ATC_Coo Point
16492070 |  | Generic Models | New Construction | ATC_Coo Point: ATC_Coo Point
16494282 |  | Generic Models | New Construction | ATC_Coo Point: ATC_Coo Point
16494364 |  | Generic Models | New Construction | ATC_Coo Point: ATC_Coo Point
16496635 |  | Generic Models | New Construction | ATC_Coo Point: ATC_Coo Point
16496649 |  | Generic Models | New Construction | ATC_Coo Point: ATC_Coo Point
16522533 |  | Generic Models | New Construction | ATC_Coo Point: ATC_Coo Point
16523308 |  | Floors | New Construction | Floor: C_SL_Concrete Slab_T_600mm | 01-01-01-07-006-30 | Suspended Slab | Cast in Situ |  |  | 171.23 |  | 2.4342
16527327 |  | Floors | New Construction | Floor: C_SL_Concrete Slab_T_1000mm | 01-01-01-07-006-30 | Suspended Slab | Cast in Situ |  |  | 171.23 |  | 0.76122
16527570 |  | Generic Models | New Construction | Generic Models 25: Generic Models 25 | [7 empty] | 0.13912
16528506 |  | Walls | New Construction | Basic Wall: C_WAL_CW_Concrete Wall_T_100mm | 01-01-01-07-006-30 | Upstand | Cast in Situ |  |  | 175.03 |  | 0.058347
16534734 |  | Generic Models | New Construction | ATC_Coo Point: ATC_Coo Point
16534880 |  | Generic Models | New Construction | ATC_Coo Point: ATC_Coo Point
16534983 |  | Generic Models | New Construction | ATC_Coo Point: ATC_Coo Point
16551358 |  | Structural Foundations | New Construction | Foundation Slab: 200 | 01-01-01-14-001-30 | Slab On Grade | Cast in Situ |  |  |  |  | 1.3612
16551410 |  | Structural Foundations | New Construction | Foundation Slab: 250 | 01-01-01-14-001-30 | Slab On Grade | Cast in Situ |  |  |  |  | 2.476
16850104 |  | Generic Models | New Construction | ATC_Floor Opening: 250 x 250 x 300
16927607 |  | Generic Models | New Construction | ATC_Coo Point: ATC_Coo Point
16927617 |  | Generic Models | New Construction | ATC_Coo Point: ATC_Coo Point
16927625 |  | Generic Models | New Construction | ATC_Coo Point: ATC_Coo Point
16927633 |  | Generic Models | New Construction | ATC_Coo Point: ATC_Coo Point
16927643 |  | Generic Models | New Construction | ATC_Coo Point: ATC_Coo Point
16927651 |  | Generic Models | New Construction | ATC_Coo Point: ATC_Coo Point
16927659 |  | Generic Models | New Construction | ATC_Coo Point: ATC_Coo Point
16927684 |  | Generic Models | New Construction | ATC_Coo Point: ATC_Coo Point
16927733 |  | Generic Models | New Construction | ATC_Coo Point: ATC_Coo Point
16927743 |  | Generic Models | New Construction | ATC_Coo Point: ATC_Coo Point
16927751 |  | Generic Models | New Construction | ATC_Coo Point: ATC_Coo Point
16927761 |  | Generic Models | New Construction | ATC_Coo Point: ATC_Coo Point
16927769 |  | Generic Models | New Construction | ATC_Coo Point: ATC_Coo Point
16927779 |  | Generic Models | New Construction | ATC_Coo Point: ATC_Coo Point
16927789 |  | Generic Models | New Construction | ATC_Coo Point: ATC_Coo Point
16927799 |  | Generic Models | New Construction | ATC_Coo Point: ATC_Coo Point
16927809 |  | Generic Models | New Construction | ATC_Coo Point: ATC_Coo Point
16927817 |  | Generic Models | New Construction | ATC_Coo Point: ATC_Coo Point
16927825 |  | Generic Models | New Construction | ATC_Coo Point: ATC_Coo Point
16928075 |  | Generic Models | New Construction | ATC_Coo Point: ATC_Coo Point
16931688 |  | Generic Models | New Construction | ATC_STR Vertical Opening (Round): Ø415
16955921 |  | Generic Models | New Construction | ATC_Coo Point: ATC_Coo Point
16955922 |  | Generic Models | New Construction | ATC_Coo Point: ATC_Coo Point
16955923 |  | Generic Models | New Construction | ATC_Coo Point: ATC_Coo Point
16955924 |  | Generic Models | New Construction | ATC_Coo Point: ATC_Coo Point
16955925 |  | Generic Models | New Construction | ATC_Coo Point: ATC_Coo Point
16955926 |  | Generic Models | New Construction | ATC_Coo Point: ATC_Coo Point
16955927 |  | Generic Models | New Construction | ATC_Coo Point: ATC_Coo Point
16955928 |  | Generic Models | New Construction | ATC_Coo Point: ATC_Coo Point
16955929 |  | Generic Models | New Construction | ATC_Coo Point: ATC_Coo Point
16955930 |  | Generic Models | New Construction | ATC_Coo Point: ATC_Coo Point
16955931 |  | Generic Models | New Construction | ATC_Coo Point: ATC_Coo Point
16955932 |  | Generic Models | New Construction | ATC_Coo Point: ATC_Coo Point
16955952 |  | Generic Models | New Construction | ATC_Coo Point: ATC_Coo Point
16956090 |  | Generic Models | New Construction | ATC_Coo Point: ATC_Coo Point
16956091 |  | Generic Models | New Construction | ATC_Coo Point: ATC_Coo Point
16956092 |  | Generic Models | New Construction | ATC_Coo Point: ATC_Coo Point
16956093 |  | Generic Models | New Construction | ATC_Coo Point: ATC_Coo Point
16956094 |  | Generic Models | New Construction | ATC_Coo Point: ATC_Coo Point
16956095 |  | Generic Models | New Construction | ATC_Coo Point: ATC_Coo Point
16956096 |  | Generic Models | New Construction | ATC_Coo Point: ATC_Coo Point
16956097 |  | Generic Models | New Construction | ATC_Coo Point: ATC_Coo Point
16956193 |  | Generic Models | New Construction | ATC_Coo Point: ATC_Coo Point
16958038 |  | Generic Models | New Construction | ATC_Coo Point: ATC_Coo Point
16958054 |  | Generic Models | New Construction | ATC_Coo Point: ATC_Coo Point
16958062 |  | Generic Models | New Construction | ATC_Coo Point: ATC_Coo Point
16986981 |  | Structural Framing | New Construction | C_BEA_CB_Concrete Beams_BxH_: 900x600mm | 01-01-01-14-007-30 | Suspended Beam | Cast in Situ |  |  | 259.46 |  | 2.7631
17039679 |  | Floors | Existing - ATC | Floor: C_SL_Concrete Slab_T_175mm | 01-01-01-14-005-30 | Suspended Slab | Cast in Situ |  |  | 155 |  | 0.42297
17141787 |  | Floors | Existing - ATC | Floor: C_SL_Concrete Slab_T_300mm | 01-01-01-14-006-30 | Suspended Slab | Cast in Situ |  |  | 171.23 |  | 20.3691
17142756 |  | Floors | New Construction | Floor: C_SL_Concrete Slab_T_300mm | 01-01-01-07-006-30 | Suspended Slab | Cast in Situ |  |  | 171.23 |  | 0.023817
17143067 |  | Floors | Existing - ATC | Floor: C_SL_Concrete Slab_T_400mm | 01-01-01-16-004-30 | Suspended Slab | Cast in Situ |  |  | 155 |  | 144.2313
17152139 |  | Floors | New Construction | Floor: C_SL_Concrete Slab_T_300mm | 01-01-01-07-005-30 | Suspended Slab | Cast in Situ |  |  | 155 |  | 50.7228
17162409 |  | Floors |  | Floor: C_SL_Concrete Slab_T_300mm | 01-01-01-16-002-30 | Suspended Slab | Cast in Situ |  |  | 155 |  | 0.10726
17162410 |  | Floors |  | Floor: C_SL_Concrete Slab_T_300mm | 01-01-01-16-002-30 | Suspended Slab | Cast in Situ |  |  | 155 |  | 0.0023533
17162411 |  | Floors |  | Floor: C_SL_Concrete Slab_T_300mm | 01-01-01-16-002-30 | Suspended Slab | Cast in Situ |  |  | 155 |  | 0.0023535
17162421 |  | Floors |  | Floor: C_SL_Concrete Slab_T_300mm | 01-01-01-16-002-30 | Suspended Slab | Cast in Situ |  |  | 155 |  | 0.0023533
17162422 |  | Floors |  | Floor: C_SL_Concrete Slab_T_300mm | 01-01-01-16-002-30 | Suspended Slab | Cast in Situ |  |  | 155 |  | 0.009421
17162423 |  | Floors |  | Floor: C_SL_Concrete Slab_T_300mm | 01-01-01-16-002-30 | Suspended Slab | Cast in Situ |  |  | 155 |  | 0.0094211
17162472 |  | Floors |  | Floor: C_SL_Concrete Slab_T_300mm | 01-01-01-07-002-30 | Suspended Slab | Cast in Situ |  |  | 155 |  | 0.092903
17162473 |  | Floors |  | Floor: C_SL_Concrete Slab_T_300mm | 01-01-01-07-002-30 | Suspended Slab | Cast in Situ |  |  | 155 |  | 0.468
17162474 |  | Floors |  | Floor: C_SL_Concrete Slab_T_300mm | 01-01-01-07-002-30 | Suspended Slab | Cast in Situ |  |  | 155 |  | 0.198
17162501 |  | Floors |  | Floor: C_SL_Concrete Slab_T_300mm | 01-01-01-16-002-30 | Suspended Slab | Cast in Situ |  |  | 155 |  | 0.0023561
17162502 |  | Floors |  | Floor: C_SL_Concrete Slab_T_300mm | 01-01-01-16-002-30 | Suspended Slab | Cast in Situ |  |  | 155 |  | 0.0023561
17162503 |  | Floors |  | Floor: C_SL_Concrete Slab_T_300mm | 01-01-01-15-002-30 | Suspended Slab | Cast in Situ |  |  | 155 |  | 0.0094244
17162507 |  | Floors |  | Floor: C_SL_Concrete Slab_T_300mm | 01-01-01-15-002-30 | Suspended Slab | Cast in Situ |  |  | 155 |  | 0.0094244
17162512 |  | Floors |  | Floor: C_SL_Concrete Slab_T_300mm | 01-01-01-15-002-30 | Suspended Slab | Cast in Situ |  |  | 155 |  | 0.0023561
17162514 |  | Floors |  | Floor: C_SL_Concrete Slab_T_300mm | 01-01-01-15-002-30 | Suspended Slab | Cast in Situ |  |  | 155 |  | 0.0023561
17162523 |  | Floors |  | Floor: C_SL_Concrete Slab_T_300mm | 01-01-01-14-002-30 | Suspended Slab | Cast in Situ |  |  | 155 |  | 0.0023561
17162524 |  | Floors |  | Floor: C_SL_Concrete Slab_T_300mm | 01-01-01-14-002-30 | Suspended Slab | Cast in Situ |  |  | 155 |  | 0.0023561
17184032 |  | Floors | Existing - ATC | Floor: C_SL_Concrete Slab_T_400mm Pour Strip | 01-01-01-07-003-30 | Suspended Slab | Cast in Situ |  |  | 155 |  | 8.133
17184158 |  | Floors | Existing - ATC | Floor: C_SL_Concrete Slab_T_450mm | 01-01-01-15-003-30 | Suspended Slab | Cast in Situ |  |  | 155 |  | 160.6413
17184181 |  | Generic Models | Existing - ATC | ATC_Floor Opening (Round): Ø 100
17184285 |  | Floors | Existing - ATC | Floor: C_SL_Concrete Slab_T_400mm Pour Strip | 01-01-01-14-003-30 | Suspended Slab | Cast in Situ |  |  | 155 |  | 49.5837
17184323 |  | Generic Models | Existing - ATC | ATC_Floor Opening (Round): Ø 80
17184324 |  | Generic Models | Existing - ATC | ATC_Floor Opening (Round): Ø 100
17184549 |  | Floors | Existing - ATC | Floor: C_SL_Concrete Slab_T_400mm | 01-01-01-14-003-30 | Suspended Slab | Cast in Situ |  |  | 155 |  | 136.0577
17184794 |  | Generic Models | Existing - ATC | ATC_Floor Opening: 750 x 3000x 400
17184795 |  | Generic Models | Existing - ATC | ATC_Floor Opening: 750 x 3000x 400
17184796 |  | Generic Models | Existing - ATC | ATC_Floor Opening: 750 x 1500x 400
17184797 |  | Generic Models | Existing - ATC | ATC_Floor Opening: 750 x 2000x 400
17184798 |  | Generic Models | Existing - ATC | ATC_Floor Opening: 750 x 1835x 400
17184799 |  | Generic Models | Existing - ATC | ATC_Floor Opening: 300 x 700 x 400
17184800 |  | Generic Models | Existing - ATC | ATC_Floor Opening: 400 x 800 x 400
17186694 |  | Floors | Existing - ATC | Floor: C_SL_Concrete Slab_T_300mm | 01-01-01-07-002-30 | Suspended Slab | Cast in Situ |  |  | 155 |  | 5.7411
17186709 |  | Generic Models | New Construction | ATC_Floor Opening: 450 x 300 x 500
17186710 |  | Generic Models | New Construction | ATC_Floor Opening: 800 x 550 x 500
17189111 |  | Floors | Existing - ATC | Floor: C_SL_Concrete Slab_T_300mm | 01-01-01-15-002-30 | Suspended Slab | Cast in Situ |  |  | 155 |  | 16.8876
17189335 |  | Walls | Existing - ATC | Basic Wall: C_WAL_CW_Concrete Wall_T_500mm | 01-01-01-15-002-30 | Retaining Wall | Cast in Situ |  |  | 190.22 |  | 50.9883
17190550 |  | Walls | Existing - ATC | Basic Wall: C_WAL_CW_Concrete Wall_T_750mm | 01-01-01-15-002-30 | Wall | Cast in Situ |  |  | 119.75 |  | 11.1938
17192710 |  | Walls | New Construction | Basic Wall: C_WAL_CW_Concrete Wall_T_100mm | 01-01-01-15-003-30 | Upstand | Cast in Situ |  |  | 155.74 |  | 0.012449
17192957 |  | Walls | Existing - ATC | Basic Wall: C_WAL_CW_Concrete Wall Planted_T_200mm | 01-01-01-14-003-30 | Wall | Cast in Situ |  |  | 155.74 |  | 0.70519
17194395 |  | Walls | Existing - ATC | Basic Wall: C_WAL_CW_Concrete Wall_T_200mm | 01-01-01-14-004-30 | Wall | Cast in Situ |  |  | 163.8 |  | 0.67638
17195425 |  | Floors | New Construction | Floor: C_SL_Concrete Slab_T_400mm Pour Strip | 01-01-01-07-004-30 | Suspended Slab | Cast in Situ |  |  | 155 |  | 8.053
17196862 |  | Floors | New Construction | Floor: C_SL_Concrete Slab_T_300mm Pour Strip | 01-01-01-14-005-30 | Suspended Slab | Cast in Situ |  |  | 155 |  | 2.7948
17197267 |  | Floors | Existing - ATC | Floor: C_MDS_Metal Deck Slab_T_300mm | 01-01-01-14-005-30 | Suspended Slab | Cast in Situ |  |  | 155 |  | 6.6634
17197397 |  | Walls | Existing - ATC | Basic Wall: C_WAL_CW_Concrete Wall_T_500mm | 01-01-01-14-005-30 | Wall | Cast in Situ |  |  | 166.6 |  | 3.35
17197505 |  | Walls | New Construction | Basic Wall: C_WAL_PW_Planted Wall_T_300mm | 01-01-01-14-005-30 | White Wall | Cast in Situ |  |  | 242.54 |  | 1.1166
17197832 |  | Floors | New Construction | Floor: C_SL_Concrete Slab_T_1300mm | 01-01-01-14-005-30 | Suspended Slab | Cast in Situ |  |  | 155 |  | 0.56989
17197879 |  | Floors | New Construction | Floor: C_SL_Concrete Slab_T_300mm | 01-01-01-07-005-30 | Suspended Slab | Cast in Situ |  |  | 155 |  | 7.1897
17198363 |  | Floors | Existing - ATC | Floor: C_SL_Concrete Slab_T_300mm | 01-01-01-07-005-30 | Suspended Slab | Cast in Situ |  |  | 155 |  | 0.65216
17198554 |  | Floors | Existing - ATC | Floor: C_SL_Concrete Slab_T_450mm | 01-01-01-07-005-30 | Suspended Slab | Cast in Situ |  |  | 155 |  | 0.40305
17203828 |  | Walls | New Construction | Basic Wall: C_WAL_CW_Concrete Wall Planted_T_250mm | 01-01-01-07-006-30 | Wall | Cast in Situ |  |  | 175.03 |  | 14.1578
17205446 |  | Floors | New Construction | Floor: C_SL_Concrete Slab_T_300mm | 01-01-01-14-005-30 | Suspended Slab | Cast in Situ |  |  | 155 |  | 26.5992
17205454 |  | Generic Models | Existing - ATC | ATC_Floor Opening: 950 x 950 x 300
17205455 |  | Generic Models | Existing - ATC | ATC_Floor Opening: 950 x 950 x 300
17205460 |  | Generic Models | Existing - ATC | ATC_Floor Opening (Round): Ø 150
17206404 |  | Walls | New Construction | Basic Wall: C_WAL_CW_Concrete Wall_T_400mm | 01-01-01-14-007-30 | Wall | Cast in Situ |  |  | 378.93 |  | 1.2159
17206983 |  | Floors | New Construction | Floor: C_SL_Concrete Slab_T_250mm | 01-01-01-14-007-30 | Suspended Slab | Cast in Situ |  |  | 174 |  | 179.2299
17207112 |  | Generic Models | Existing - ATC | ATC_Floor Opening (Round): Ø 50
17207113 |  | Generic Models | Existing - ATC | ATC_Floor Opening (Round): Ø 50
17207114 |  | Generic Models | Existing - ATC | ATC_Floor Opening (Round): Ø 50
17207115 |  | Generic Models | Existing - ATC | ATC_Floor Opening (Round): Ø 50
17221053 |  | Walls | Existing - ATC | Basic Wall: C_WAL_CW_Concrete Wall_T_750mm | 01-01-01-15-001-30 | Wall | Cast in Situ |  |  | 132.04 |  | 11.1986
17221290 |  | Walls | Existing - ATC | Basic Wall: C_WAL_CW_Concrete Wall_T_500mm | 01-01-01-15-001-30 | Retaining Wall | Cast in Situ |  |  | 190.22 |  | 65.0819
17224391 |  | Floors |  | Floor: C_SL_Concrete Slab_T_300mm | 01-01-01-07-002-30 | Suspended Slab | Cast in Situ |  |  | 155 |  | 0.0876
17227197 |  | Walls | New Construction | Basic Wall: C_WAL_CW_Concrete Wall Planted_T_250mm | 01-01-01-14-006-30 | Wall | Cast in Situ |  |  | 175.03 |  | 6.8588
17232389 |  | Floors |  | Floor: C_SL_Concrete Slab_T_200mm | 01-01-01-07-003-30 | Suspended Slab | Cast in Situ |  |  | 155 |  | 0.0079518
17232390 |  | Floors |  | Floor: C_SL_Concrete Slab_T_200mm | 01-01-01-07-003-30 | Suspended Slab | Cast in Situ |  |  | 155 |  | 0.0079518
17232391 |  | Floors |  | Floor: C_SL_Concrete Slab_T_200mm | 01-01-01-07-003-30 | Suspended Slab | Cast in Situ |  |  | 155 |  | 0.0079518
17232392 |  | Floors |  | Floor: C_SL_Concrete Slab_T_200mm | 01-01-01-07-003-30 | Suspended Slab | Cast in Situ |  |  | 155 |  | 0.0079518
17232393 |  | Floors |  | Floor: C_SL_Concrete Slab_T_200mm | 01-01-01-07-003-30 | Suspended Slab | Cast in Situ |  |  | 155 |  | 0.0079518
17232394 |  | Floors |  | Floor: C_SL_Concrete Slab_T_200mm | 01-01-01-07-003-30 | Suspended Slab | Cast in Situ |  |  | 155 |  | 0.0079518
17232395 |  | Floors |  | Floor: C_SL_Concrete Slab_T_200mm | 01-01-01-07-003-30 | Suspended Slab | Cast in Situ |  |  | 155 |  | 0.0079518
17232396 |  | Floors |  | Floor: C_SL_Concrete Slab_T_200mm | 01-01-01-07-003-30 | Suspended Slab | Cast in Situ |  |  | 155 |  | 0.0079518
17232397 |  | Floors |  | Floor: C_SL_Concrete Slab_T_200mm | 01-01-01-07-003-30 | Suspended Slab | Cast in Situ |  |  | 155 |  | 0.0079518
17232398 |  | Floors |  | Floor: C_SL_Concrete Slab_T_200mm | 01-01-01-07-003-30 | Suspended Slab | Cast in Situ |  |  | 155 |  | 0.0079518
17232399 |  | Floors |  | Floor: C_SL_Concrete Slab_T_200mm | 01-01-01-07-003-30 | Suspended Slab | Cast in Situ |  |  | 155 |  | 0.0079518
17232400 |  | Floors |  | Floor: C_SL_Concrete Slab_T_200mm | 01-01-01-07-003-30 | Suspended Slab | Cast in Situ |  |  | 155 |  | 0.0079518
17232401 |  | Floors |  | Floor: C_SL_Concrete Slab_T_200mm | 01-01-01-07-003-30 | Suspended Slab | Cast in Situ |  |  | 155 |  | 0.0079518
17232402 |  | Floors |  | Floor: C_SL_Concrete Slab_T_200mm | 01-01-01-07-003-30 | Suspended Slab | Cast in Situ |  |  | 155 |  | 0.0079518
17232404 |  | Floors |  | Floor: C_SL_Concrete Slab_T_200mm | 01-01-01-07-003-30 | Suspended Slab | Cast in Situ |  |  | 155 |  | 0.0079518
17232405 |  | Floors |  | Floor: C_SL_Concrete Slab_T_200mm | 01-01-01-07-003-30 | Suspended Slab | Cast in Situ |  |  | 155 |  | 0.0079518
17232406 |  | Floors |  | Floor: C_SL_Concrete Slab_T_200mm | 01-01-01-07-003-30 | Suspended Slab | Cast in Situ |  |  | 155 |  | 0.0079518
17232407 |  | Floors |  | Floor: C_SL_Concrete Slab_T_200mm | 01-01-01-07-003-30 | Suspended Slab | Cast in Situ |  |  | 155 |  | 0.0079518
17232408 |  | Floors |  | Floor: C_SL_Concrete Slab_T_200mm | 01-01-01-07-003-30 | Suspended Slab | Cast in Situ |  |  | 155 |  | 0.0079518
17232409 |  | Floors |  | Floor: C_SL_Concrete Slab_T_200mm | 01-01-01-07-003-30 | Suspended Slab | Cast in Situ |  |  | 155 |  | 0.0079518
17232425 |  | Floors |  | Floor: C_SL_Concrete Slab_T_150mm | 01-01-01-07-003-30 | Suspended Slab | Cast in Situ |  |  | 155 |  | 0.34858
17232427 |  | Floors |  | Floor: C_SL_Concrete Slab_T_350mm | 01-01-01-07-003-30 | Suspended Slab | Cast in Situ |  |  | 155 |  | 0.010756
17232428 |  | Floors |  | Floor: C_SL_Concrete Slab_T_350mm | 01-01-01-07-003-30 | Suspended Slab | Cast in Situ |  |  | 155 |  | 0.78682
17232429 |  | Floors |  | Floor: C_SL_Concrete Slab_T_350mm | 01-01-01-07-003-30 | Suspended Slab | Cast in Situ |  |  | 155 |  | 0.08377
17232430 |  | Floors |  | Floor: C_SL_Concrete Slab_T_350mm | 01-01-01-07-003-30 | Suspended Slab | Cast in Situ |  |  | 155 |  | 0.81205
17232431 |  | Floors |  | Floor: C_SL_Concrete Slab_T_350mm | 01-01-01-07-003-30 | Suspended Slab | Cast in Situ |  |  | 155 |  | 3.2997
17232432 |  | Floors |  | Floor: C_SL_Concrete Slab_T_350mm | 01-01-01-07-003-30 | Suspended Slab | Cast in Situ |  |  | 155 |  | 1.2476
17232433 |  | Floors |  | Floor: C_SL_Concrete Slab_T_350mm | 01-01-01-07-003-30 | Suspended Slab | Cast in Situ |  |  | 155 |  | 0.65321
17232434 |  | Floors |  | Floor: C_SL_Concrete Slab_T_350mm | 01-01-01-07-003-30 | Suspended Slab | Cast in Situ |  |  | 155 |  | 0.4186
17232435 |  | Floors |  | Floor: C_SL_Concrete Slab_T_350mm | 01-01-01-07-003-30 | Suspended Slab | Cast in Situ |  |  | 155 |  | 0.85012
17232436 |  | Floors |  | Floor: C_SL_Concrete Slab_T_350mm | 01-01-01-07-003-30 | Suspended Slab | Cast in Situ |  |  | 155 |  | 0.014
17232437 |  | Floors |  | Floor: C_SL_Concrete Slab_T_350mm | 01-01-01-07-003-30 | Suspended Slab | Cast in Situ |  |  | 155 |  | 0.0017592
17232438 |  | Floors |  | Floor: C_SL_Concrete Slab_T_350mm | 01-01-01-07-003-30 | Suspended Slab | Cast in Situ |  |  | 155 |  | 0.0027488
17232440 |  | Floors |  | Floor: C_SL_Concrete Slab_T_350mm | 01-01-01-07-003-30 | Suspended Slab | Cast in Situ |  |  | 155 |  | 0.0017592
17232441 |  | Floors |  | Floor: C_SL_Concrete Slab_T_350mm | 01-01-01-07-003-30 | Suspended Slab | Cast in Situ |  |  | 155 |  | 0.0017592
17232442 |  | Floors |  | Floor: C_SL_Concrete Slab_T_350mm | 01-01-01-07-003-30 | Suspended Slab | Cast in Situ |  |  | 155 |  | 0.0017592
17232445 |  | Floors |  | Floor: C_SL_Concrete Slab_T_350mm | 01-01-01-07-003-30 | Suspended Slab | Cast in Situ |  |  | 155 |  | 0.0017592
17232452 |  | Floors |  | Floor: C_SL_Concrete Slab_T_350mm | 01-01-01-07-003-30 | Suspended Slab | Cast in Situ |  |  | 155 |  | 0.0017592
17232453 |  | Floors |  | Floor: C_SL_Concrete Slab_T_350mm | 01-01-01-07-003-30 | Suspended Slab | Cast in Situ |  |  | 155 |  | 0.0017592
17232456 |  | Floors |  | Floor: C_SL_Concrete Slab_T_350mm | 01-01-01-07-003-30 | Suspended Slab | Cast in Situ |  |  | 155 |  | 0.021875
17232457 |  | Floors |  | Floor: C_SL_Concrete Slab_T_350mm | 01-01-01-07-003-30 | Suspended Slab | Cast in Situ |  |  | 155 |  | 0.014
17232458 |  | Floors |  | Floor: C_SL_Concrete Slab_T_350mm | 01-01-01-07-003-30 | Suspended Slab | Cast in Situ |  |  | 155 |  | 0.0017592
17232459 |  | Floors |  | Floor: C_SL_Concrete Slab_T_350mm | 01-01-01-07-003-30 | Suspended Slab | Cast in Situ |  |  | 155 |  | 0.0017592
17232460 |  | Floors |  | Floor: C_SL_Concrete Slab_T_350mm | 01-01-01-07-003-30 | Suspended Slab | Cast in Situ |  |  | 155 |  | 0.021875
17232462 |  | Floors |  | Floor: C_SL_Concrete Slab_T_350mm | 01-01-01-07-003-30 | Suspended Slab | Cast in Situ |  |  | 155 |  | 0.0017592
17232463 |  | Floors |  | Floor: C_SL_Concrete Slab_T_350mm | 01-01-01-07-003-30 | Suspended Slab | Cast in Situ |  |  | 155 |  | 0.0017592
17232464 |  | Floors |  | Floor: C_SL_Concrete Slab_T_350mm | 01-01-01-07-003-30 | Suspended Slab | Cast in Situ |  |  | 155 |  | 0.0017592
17232466 |  | Floors |  | Floor: C_SL_Concrete Slab_T_350mm | 01-01-01-07-003-30 | Suspended Slab | Cast in Situ |  |  | 155 |  | 0.0017592
17232469 |  | Floors |  | Floor: C_SL_Concrete Slab_T_350mm | 01-01-01-07-003-30 | Suspended Slab | Cast in Situ |  |  | 155 |  | 0.0017592
17232470 |  | Floors |  | Floor: C_SL_Concrete Slab_T_350mm | 01-01-01-07-003-30 | Suspended Slab | Cast in Situ |  |  | 155 |  | 0.0017592
17232471 |  | Floors |  | Floor: C_SL_Concrete Slab_T_350mm | 01-01-01-07-003-30 | Suspended Slab | Cast in Situ |  |  | 155 |  | 0.0017592
17232474 |  | Floors |  | Floor: C_SL_Concrete Slab_T_350mm | 01-01-01-07-003-30 | Suspended Slab | Cast in Situ |  |  | 155 |  | 0.0017592
17232485 |  | Floors |  | Floor: C_SL_Concrete Slab_T_165mm | 01-01-01-07-003-30 | Slab on Grade | Cast in Situ |  |  | 155 |  | 0.0065602
17232486 |  | Floors |  | Floor: C_SL_Concrete Slab_T_165mm | 01-01-01-07-003-30 | Slab on Grade | Cast in Situ |  |  | 155 |  | 0.0065602
17232487 |  | Floors |  | Floor: C_SL_Concrete Slab_T_165mm | 01-01-01-07-003-30 | Slab on Grade | Cast in Situ |  |  | 155 |  | 0.0065602
17232627 |  | Floors |  | Floor: C_SL_Concrete Slab_T_300mm | 01-01-01-07-003-30 | Suspended Slab | Cast in Situ |  |  | 155 |  | 0.13736
17232628 |  | Floors |  | Floor: C_SL_Concrete Slab_T_300mm | 01-01-01-07-003-30 | Suspended Slab | Cast in Situ |  |  | 155 |  | 0.012034
17232629 |  | Floors |  | Floor: C_SL_Concrete Slab_T_300mm | 01-01-01-07-003-30 | Suspended Slab | Cast in Situ |  |  | 155 |  | 0.012034
17232630 |  | Floors |  | Floor: C_SL_Concrete Slab_T_300mm | 01-01-01-07-003-30 | Suspended Slab | Cast in Situ |  |  | 155 |  | 0.012034
17232631 |  | Floors |  | Floor: C_SL_Concrete Slab_T_300mm | 01-01-01-07-003-30 | Suspended Slab | Cast in Situ |  |  | 155 |  | 0.012034
17232632 |  | Floors |  | Floor: C_SL_Concrete Slab_T_300mm | 01-01-01-07-003-30 | Suspended Slab | Cast in Situ |  |  | 155 |  | 0.012034
17232633 |  | Floors |  | Floor: C_SL_Concrete Slab_T_300mm | 01-01-01-07-003-30 | Suspended Slab | Cast in Situ |  |  | 155 |  | 0.012034
17232667 |  | Floors |  | Floor: C_SL_Concrete Slab_T_165mm | 01-01-01-07-003-30 | Slab on Grade | Cast in Situ |  |  | 155 |  | 0.0065602
17232668 |  | Floors |  | Floor: C_SL_Concrete Slab_T_165mm | 01-01-01-07-003-30 | Slab on Grade | Cast in Situ |  |  | 155 |  | 0.0065602
17232669 |  | Floors |  | Floor: C_SL_Concrete Slab_T_165mm | 01-01-01-07-003-30 | Slab on Grade | Cast in Situ |  |  | 155 |  | 0.0065602
17232689 |  | Floors |  | Floor: C_SL_Concrete Slab_T_250mm | 01-01-01-07-003-30 | Suspended Slab | Cast in Situ |  |  | 155 |  | 0.0022566
17232690 |  | Floors |  | Floor: C_SL_Concrete Slab_T_250mm | 01-01-01-07-003-30 | Suspended Slab | Cast in Situ |  |  | 155 |  | 0.02625
17232691 |  | Floors |  | Floor: C_SL_Concrete Slab_T_250mm | 01-01-01-07-003-30 | Suspended Slab | Cast in Situ |  |  | 155 |  | 0.0099397
17232692 |  | Floors |  | Floor: C_SL_Concrete Slab_T_250mm | 01-01-01-07-003-30 | Suspended Slab | Cast in Situ |  |  | 155 |  | 0.0099397
17232693 |  | Floors |  | Floor: C_SL_Concrete Slab_T_250mm | 01-01-01-07-003-30 | Suspended Slab | Cast in Situ |  |  | 155 |  | 0.0099397
17232694 |  | Floors |  | Floor: C_SL_Concrete Slab_T_250mm | 01-01-01-07-003-30 | Suspended Slab | Cast in Situ |  |  | 155 |  | 0.0099397
17232695 |  | Floors |  | Floor: C_SL_Concrete Slab_T_250mm | 01-01-01-07-003-30 | Suspended Slab | Cast in Situ |  |  | 155 |  | 0.0099397
17232697 |  | Floors |  | Floor: C_SL_Concrete Slab_T_350mm | 01-01-01-07-003-30 | Suspended Slab | Cast in Situ |  |  | 155 |  | 0.0093779
17232835 |  | Floors |  | Floor: C_SL_Concrete Slab_T_100mm | 01-01-01-07-003-30 | Suspended Slab | Cast in Situ |  |  | 155 |  | 0.0082473
17232892 |  | Floors |  | Floor: C_SL_Concrete Slab_T_300mm | 01-01-01-14-003-30 | Suspended Slab | Cast in Situ |  |  | 155 |  | 0.0015079
17232893 |  | Floors |  | Floor: C_SL_Concrete Slab_T_300mm | 01-01-01-14-003-30 | Suspended Slab | Cast in Situ |  |  | 155 |  | 0.0015079
17232895 |  | Floors |  | Floor: C_SL_Concrete Slab_T_300mm | 01-01-01-14-003-30 | Suspended Slab | Cast in Situ |  |  | 155 |  | 0.0015079
17232896 |  | Floors |  | Floor: C_SL_Concrete Slab_T_300mm | 01-01-01-14-003-30 | Suspended Slab | Cast in Situ |  |  | 155 |  | 0.0015079
17232905 |  | Floors |  | Floor: C_SL_Concrete Slab_T_300mm | 01-01-01-14-003-30 | Suspended Slab | Cast in Situ |  |  | 155 |  | 0.0015079
17232908 |  | Floors |  | Floor: C_SL_Concrete Slab_T_300mm | 01-01-01-14-003-30 | Suspended Slab | Cast in Situ |  |  | 155 |  | 0.0015079
17232909 |  | Floors |  | Floor: C_SL_Concrete Slab_T_300mm | 01-01-01-14-003-30 | Suspended Slab | Cast in Situ |  |  | 155 |  | 0.0015079
17232910 |  | Floors |  | Floor: C_SL_Concrete Slab_T_300mm | 01-01-01-14-003-30 | Suspended Slab | Cast in Situ |  |  | 155 |  | 0.0015079
17232916 |  | Floors |  | Floor: C_SL_Concrete Slab_T_300mm | 01-01-01-14-003-30 | Suspended Slab | Cast in Situ |  |  | 155 |  | 0.0015079
17232917 |  | Floors |  | Floor: C_SL_Concrete Slab_T_300mm | 01-01-01-14-003-30 | Suspended Slab | Cast in Situ |  |  | 155 |  | 0.0015079
17232918 |  | Floors |  | Floor: C_SL_Concrete Slab_T_300mm | 01-01-01-14-003-30 | Suspended Slab | Cast in Situ |  |  | 155 |  | 0.0015079
17232920 |  | Floors |  | Floor: C_SL_Concrete Slab_T_300mm | 01-01-01-14-003-30 | Suspended Slab | Cast in Situ |  |  | 155 |  | 0.0015079
17232921 |  | Floors |  | Floor: C_SL_Concrete Slab_T_300mm | 01-01-01-14-003-30 | Suspended Slab | Cast in Situ |  |  | 155 |  | 0.0015079
17232923 |  | Floors |  | Floor: C_SL_Concrete Slab_T_300mm | 01-01-01-14-003-30 | Suspended Slab | Cast in Situ |  |  | 155 |  | 0.0015079
17413172 |  | Walls |  | Basic Wall: C_WAL_CW_Concrete Wall_T_500mm |  |  | Cast in Situ |  |  |  |  | 0
17413174 |  | Walls |  | Basic Wall: C_WAL_CW_Concrete Wall_T_500mm |  |  | Cast in Situ |  |  |  |  | 0
17413177 |  | Walls |  | Basic Wall: C_WAL_CW_Concrete Wall_T_500mm |  |  | Cast in Situ |  |  |  |  | 0
17413178 |  | Walls |  | Basic Wall: C_WAL_CW_Concrete Wall_T_500mm |  |  | Cast in Situ |  |  |  |  | 0
17413179 |  | Walls |  | Basic Wall: C_WAL_CW_Concrete Wall_T_500mm |  |  | Cast in Situ |  |  |  |  | 0
17413180 |  | Walls |  | Basic Wall: C_WAL_CW_Concrete Wall_T_500mm |  |  | Cast in Situ |  |  |  |  | 0
17413181 |  | Walls |  | Basic Wall: C_WAL_CW_Concrete Wall_T_500mm |  |  | Cast in Situ |  |  |  |  | 0
17413182 |  | Walls |  | Basic Wall: C_WAL_CW_Concrete Wall_T_500mm |  |  | Cast in Situ |  |  |  |  | 0
17413183 |  | Walls |  | Basic Wall: C_WAL_CW_Concrete Wall_T_500mm |  |  | Cast in Situ |  |  |  |  | 0
17413184 |  | Walls |  | Basic Wall: C_WAL_CW_Concrete Wall_T_500mm |  |  | Cast in Situ |  |  |  |  | 0
17413185 |  | Walls |  | Basic Wall: C_WAL_CW_Concrete Wall_T_500mm |  |  | Cast in Situ |  |  |  |  | 0
17413186 |  | Walls |  | Basic Wall: C_WAL_CW_Concrete Wall_T_500mm |  |  | Cast in Situ |  |  |  |  | 0
17413187 |  | Walls |  | Basic Wall: C_WAL_CW_Concrete Wall_T_500mm |  |  | Cast in Situ |  |  |  |  | 0
17413190 |  | Walls |  | Basic Wall: C_WAL_CW_Concrete Wall_T_500mm |  |  | Cast in Situ |  |  |  |  | 0
17413191 |  | Walls |  | Basic Wall: C_WAL_CW_Concrete Wall_T_500mm |  |  | Cast in Situ |  |  |  |  | 0
17413192 |  | Walls |  | Basic Wall: C_WAL_CW_Concrete Wall_T_500mm |  |  | Cast in Situ |  |  |  |  | 0
17413193 |  | Walls |  | Basic Wall: C_WAL_CW_Concrete Wall_T_500mm |  |  | Cast in Situ |  |  |  |  | 0
17413194 |  | Walls |  | Basic Wall: C_WAL_CW_Concrete Wall_T_500mm |  |  | Cast in Situ |  |  |  |  | 0
17413195 |  | Walls |  | Basic Wall: C_WAL_CW_Concrete Wall_T_500mm |  |  | Cast in Situ |  |  |  |  | 0
17413196 |  | Walls |  | Basic Wall: C_WAL_CW_Concrete Wall_T_500mm |  |  | Cast in Situ |  |  |  |  | 0
17413197 |  | Walls |  | Basic Wall: C_WAL_CW_Concrete Wall_T_500mm |  |  | Cast in Situ |  |  |  |  | 0
17413198 |  | Walls |  | Basic Wall: C_WAL_CW_Concrete Wall_T_500mm |  |  | Cast in Situ |  |  |  |  | 0
17413199 |  | Walls |  | Basic Wall: C_WAL_CW_Concrete Wall_T_500mm |  |  | Cast in Situ |  |  |  |  | 0
17413201 |  | Walls |  | Basic Wall: C_WAL_CW_Concrete Wall_T_350mm |  |  | Cast in Situ |  |  |  |  | 0
17413203 |  | Walls |  | Basic Wall: C_WAL_CW_Concrete Wall_T_350mm |  |  | Cast in Situ |  |  |  |  | 0
17413207 |  | Walls |  | Basic Wall: C_WAL_CW_Concrete Wall_T_500mm |  |  | Cast in Situ |  |  |  |  | 0
17413208 |  | Walls |  | Basic Wall: C_WAL_CW_Concrete Wall_T_500mm |  |  | Cast in Situ |  |  |  |  | 0
17413212 |  | Walls |  | Basic Wall: C_WAL_CW_Concrete Wall_T_737mm |  |  | Cast in Situ |  |  |  |  | 0
17413221 |  | Walls |  | Basic Wall: C_WAL_CW_Concrete Wall_T_500mm |  |  | Cast in Situ |  |  |  |  | 0
17413222 |  | Walls |  | Basic Wall: C_WAL_CW_Concrete Wall_T_750mm |  |  | Cast in Situ |  |  |  |  | 0
17413223 |  | Walls |  | Basic Wall: C_WAL_CW_Concrete Wall_T_750mm |  |  | Cast in Situ |  |  |  |  | 0
17413227 |  | Walls |  | Basic Wall: C_WAL_CW_Concrete Wall_T_750mm |  |  | Cast in Situ |  |  |  |  | 0
17413228 |  | Walls |  | Basic Wall: C_WAL_CW_Concrete Wall_T_750mm |  |  | Cast in Situ |  |  |  |  | 0
17413229 |  | Walls |  | Basic Wall: C_WAL_CW_Concrete Wall_T_750mm |  |  | Cast in Situ |  |  |  |  | 0
17413230 |  | Walls |  | Basic Wall: C_WAL_CW_Concrete Wall_T_750mm |  |  | Cast in Situ |  |  |  |  | 0
17413270 |  | Walls |  | Basic Wall: C_WAL_CW_Concrete Wall_T_500mm |  |  | Cast in Situ |  |  |  |  | 0
17413271 |  | Walls |  | Basic Wall: C_WAL_CW_Concrete Wall_T_750mm |  |  | Cast in Situ |  |  |  |  | 0
17413272 |  | Walls |  | Basic Wall: C_WAL_CW_Concrete Wall_T_500mm |  |  | Cast in Situ |  |  |  |  | 0
17413274 |  | Walls |  | Basic Wall: C_WAL_CW_Concrete Wall_T_750mm |  |  | Cast in Situ |  |  |  |  | 0
17413275 |  | Walls |  | Basic Wall: C_WAL_CW_Concrete Wall_T_750mm |  |  | Cast in Situ |  |  |  |  | 0
17413276 |  | Walls |  | Basic Wall: C_WAL_CW_Concrete Wall_T_750mm |  |  | Cast in Situ |  |  |  |  | 0
17413278 |  | Walls |  | Basic Wall: C_WAL_CW_Concrete Wall_T_500mm |  |  | Cast in Situ |  |  |  |  | 0
17413279 |  | Walls |  | Basic Wall: C_WAL_CW_Concrete Wall_T_500mm |  |  | Cast in Situ |  |  |  |  | 0
17413280 |  | Walls |  | Basic Wall: C_WAL_CW_Concrete Wall_T_500mm |  |  | Cast in Situ |  |  |  |  | 0
17413282 |  | Walls |  | Basic Wall: C_WAL_CW_Concrete Wall_T_750mm |  |  | Cast in Situ |  |  |  |  | 0
17413288 |  | Walls |  | Basic Wall: C_WAL_CW_Concrete Wall_T_750mm |  |  | Cast in Situ |  |  |  |  | 0
17413289 |  | Walls |  | Basic Wall: C_WAL_CW_Concrete Wall_T_500mm |  |  | Cast in Situ |  |  |  |  | 0
17413290 |  | Walls |  | Basic Wall: C_WAL_CW_Concrete Wall_T_500mm |  |  | Cast in Situ |  |  |  |  | 0
17413292 |  | Walls |  | Basic Wall: C_WAL_CW_Concrete Wall_T_750mm |  |  | Cast in Situ |  |  |  |  | 0
17413293 |  | Walls |  | Basic Wall: C_WAL_CW_Concrete Wall_T_500mm |  |  | Cast in Situ |  |  |  |  | 0
17413295 |  | Walls |  | Basic Wall: C_WAL_CW_Concrete Wall_T_500mm |  |  | Cast in Situ |  |  |  |  | 0
17413296 |  | Walls |  | Basic Wall: C_WAL_CW_Concrete Wall_T_500mm |  |  | Cast in Situ |  |  |  |  | 0.0088168
17413298 |  | Walls |  | Basic Wall: C_WAL_CW_Concrete Wall_T_500mm |  |  | Cast in Situ |  |  |  |  | 0
17413299 |  | Walls |  | Basic Wall: C_WAL_CW_Concrete Wall_T_750mm |  |  | Cast in Situ |  |  |  |  | 0
17413301 |  | Walls |  | Basic Wall: C_WAL_CW_Concrete Wall_T_350mm |  |  | Cast in Situ |  |  |  |  | 0
17413313 |  | Walls |  | Basic Wall: C_WAL_CW_Concrete Wall_T_300mm |  |  | Cast in Situ |  |  |  |  | 0
17413314 |  | Walls |  | Basic Wall: C_WAL_CW_Concrete Wall_T_300mm |  |  | Cast in Situ |  |  |  |  | 0
17413315 |  | Walls |  | Basic Wall: C_WAL_CW_Concrete Wall_T_300mm |  |  | Cast in Situ |  |  |  |  | 0
17413316 |  | Walls |  | Basic Wall: C_WAL_CW_Concrete Wall_T_300mm |  |  | Cast in Situ |  |  |  |  | 0
17413317 |  | Walls |  | Basic Wall: C_WAL_CW_Concrete Wall_T_300mm |  |  | Cast in Situ |  |  |  |  | 0
17413318 |  | Walls |  | Basic Wall: C_WAL_CW_Concrete Wall_T_300mm |  |  | Cast in Situ |  |  |  |  | 0
17413319 |  | Walls |  | Basic Wall: C_WAL_CW_Concrete Wall_T_300mm |  |  | Cast in Situ |  |  |  |  | 0
17413320 |  | Walls |  | Basic Wall: C_WAL_CW_Concrete Wall_T_300mm |  |  | Cast in Situ |  |  |  |  | 0
17413321 |  | Walls |  | Basic Wall: C_WAL_CW_Concrete Wall_T_300mm |  |  | Cast in Situ |  |  |  |  | 0
17413322 |  | Walls |  | Basic Wall: C_WAL_CW_Concrete Wall_T_300mm |  |  | Cast in Situ |  |  |  |  | 0
17413324 |  | Walls |  | Basic Wall: C_WAL_CW_Concrete Wall_T_300mm |  |  | Cast in Situ |  |  |  |  | 0.027
17413325 |  | Walls |  | Basic Wall: C_WAL_CW_Concrete Wall_T_300mm |  |  | Cast in Situ |  |  |  |  | 0.015
17413326 |  | Walls |  | Basic Wall: C_WAL_CW_Concrete Wall_T_300mm |  |  | Cast in Situ |  |  |  |  | 0
17413327 |  | Walls |  | Basic Wall: C_WAL_CW_Concrete Wall_T_300mm |  |  | Cast in Situ |  |  |  |  | 0
17413328 |  | Walls |  | Basic Wall: C_WAL_CW_Concrete Wall_T_300mm |  |  | Cast in Situ |  |  |  |  | 0
17413329 |  | Walls |  | Basic Wall: C_WAL_CW_Concrete Wall_T_300mm |  |  | Cast in Situ |  |  |  |  | 0
17413330 |  | Walls |  | Basic Wall: C_WAL_CW_Concrete Wall_T_300mm |  |  | Cast in Situ |  |  |  |  | 0
17413333 |  | Walls |  | Basic Wall: C_WAL_CW_Concrete Wall_T_350mm |  |  | Cast in Situ |  |  |  |  | 0.0061837
17413334 |  | Walls |  | Basic Wall: C_WAL_CW_Concrete Wall_T_350mm |  |  | Cast in Situ |  |  |  |  | 0
17413335 |  | Walls |  | Basic Wall: C_WAL_CW_Concrete Wall_T_350mm |  |  | Cast in Situ |  |  |  |  | 0
17414545 |  | Walls |  | Basic Wall: C_WAL_CW_Concrete Wall_T_500mm |  |  | Cast in Situ |  |  |  |  | 0
17414546 |  | Walls |  | Basic Wall: C_WAL_CW_Concrete Wall_T_500mm |  |  | Cast in Situ |  |  |  |  | 0
17414592 |  | Walls |  | Basic Wall: C_WAL_CW_Concrete Wall_T_500mm |  |  | Cast in Situ |  |  |  |  | 0
17414593 |  | Walls |  | Basic Wall: C_WAL_CW_Concrete Wall_T_500mm |  |  | Cast in Situ |  |  |  |  | 0
17414716 |  | Walls |  | Basic Wall: C_WAL_CW_Concrete Wall_T_350mm |  |  | Cast in Situ |  |  |  |  | 0.00068623
17414719 |  | Walls |  | Basic Wall: C_WAL_CW_Concrete Wall_T_350mm |  |  | Cast in Situ |  |  |  |  | 0.010995
17414720 |  | Walls |  | Basic Wall: C_WAL_CW_Concrete Wall_T_350mm |  |  | Cast in Situ |  |  |  |  | 0
17414722 |  | Walls |  | Basic Wall: C_WAL_CW_Concrete Wall_T_350mm |  |  | Cast in Situ |  |  |  |  | 0
17414726 |  | Walls |  | Basic Wall: C_WAL_CW_Concrete Wall_T_350mm |  |  | Cast in Situ |  |  |  |  | 0
17414727 |  | Walls |  | Basic Wall: C_WAL_CW_Concrete Wall_T_350mm |  |  | Cast in Situ |  |  |  |  | 0
17414728 |  | Walls |  | Basic Wall: C_WAL_CW_Concrete Wall_T_350mm |  |  | Cast in Situ |  |  |  |  | 0
17415027 |  | Walls |  | Basic Wall: C_WAL_CW_Concrete Wall_T_400mm |  |  | Cast in Situ |  |  |  |  | 0.072
17415028 |  | Walls |  | Basic Wall: C_WAL_CW_Concrete Wall_T_400mm |  |  | Cast in Situ |  |  |  |  | 0.002111
17415158 |  | Walls |  | Basic Wall: C_WAL_CW_Concrete Wall_T_400mm |  |  | Cast in Situ |  |  |  |  | 0
17415834 |  | Walls | Existing - ATC | Basic Wall: C_WAL_CW_Concrete Wall_T_400mm | 01-01-01-16-001-30 | Wall | Cast in Situ |  |  | 132.04 |  | 1.8933
17416279 |  | Walls | New Construction | wall cut: wall cut
17416300 |  | Walls |  | Basic Wall: C_WAL_CW_Concrete Wall_T_400mm |  |  | Cast in Situ |  |  |  |  | 0
17420860 |  | Walls |  | Basic Wall: C_WAL_CW_Concrete Wall_T_500mm |  |  | Cast in Situ |  |  |  |  | 0
17420861 |  | Walls |  | Basic Wall: C_WAL_CW_Concrete Wall_T_500mm |  |  | Cast in Situ |  |  |  |  | 0
17420864 |  | Walls |  | Basic Wall: C_WAL_CW_Concrete Wall Planted _T_600mm |  |  | Cast in Situ |  |  |  |  | 0.00098166
17420865 |  | Walls |  | Basic Wall: C_WAL_CW_Concrete Wall_T_650mm |  |  | Cast in Situ |  |  |  |  | 0
17420866 |  | Walls |  | Basic Wall: C_WAL_CW_Concrete Wall_T_650mm |  |  | Cast in Situ |  |  |  |  | 0
17420867 |  | Walls |  | Basic Wall: C_WAL_CW_Concrete Wall_T_650mm |  |  | Cast in Situ |  |  |  |  | 0
17420868 |  | Walls |  | Basic Wall: C_WAL_CW_Concrete Wall Planted _T_600mm |  |  | Cast in Situ |  |  |  |  | 0
17420869 |  | Walls |  | Basic Wall: C_WAL_CW_Concrete Wall Planted _T_600mm |  |  | Cast in Situ |  |  |  |  | 0
17420870 |  | Walls |  | Basic Wall: C_WAL_CW_Concrete Wall Planted _T_600mm |  |  | Cast in Situ |  |  |  |  | 0.21206
17420871 |  | Walls |  | Basic Wall: C_WAL_CW_Concrete Wall Planted _T_600mm |  |  | Cast in Situ |  |  |  |  | 0.00098166
17420872 |  | Walls |  | Basic Wall: C_WAL_CW_Concrete Wall Planted _T_600mm |  |  | Cast in Situ |  |  |  |  | 0.00098166
17420873 |  | Walls |  | Basic Wall: C_WAL_CW_Concrete Wall_T_500mm |  |  | Cast in Situ |  |  |  |  | 0
17420874 |  | Walls |  | Basic Wall: C_WAL_CW_Concrete Wall_T_500mm |  |  | Cast in Situ |  |  |  |  | 0
17420875 |  | Walls |  | Basic Wall: C_WAL_CW_Concrete Wall_T_500mm |  |  | Cast in Situ |  |  |  |  | 0
17420876 |  | Walls |  | Basic Wall: C_WAL_CW_Concrete Wall_T_500mm |  |  | Cast in Situ |  |  |  |  | 0
17420878 |  | Walls |  | Basic Wall: C_WAL_CW_Concrete Wall_T_500mm |  |  | Cast in Situ |  |  |  |  | 0
17420879 |  | Walls |  | Basic Wall: C_WAL_CW_Concrete Wall_T_500mm |  |  | Cast in Situ |  |  |  |  | 0.0088168
17420880 |  | Walls |  | Basic Wall: C_WAL_CW_Concrete Wall_T_500mm |  |  | Cast in Situ |  |  |  |  | 0
17420881 |  | Walls |  | Basic Wall: C_WAL_CW_Concrete Wall_T_500mm |  |  | Cast in Situ |  |  |  |  | 0
17420882 |  | Walls |  | Basic Wall: C_WAL_CW_Concrete Wall_T_500mm |  |  | Cast in Situ |  |  |  |  | 0
17420883 |  | Walls |  | Basic Wall: C_WAL_CW_Concrete Wall_T_500mm |  |  | Cast in Situ |  |  |  |  | 0
17420884 |  | Walls |  | Basic Wall: C_WAL_CW_Concrete Wall_T_500mm |  |  | Cast in Situ |  |  |  |  | 0
17420885 |  | Walls |  | Basic Wall: C_WAL_CW_Concrete Wall_T_500mm |  |  | Cast in Situ |  |  |  |  | 0
17420886 |  | Walls |  | Basic Wall: C_WAL_CW_Concrete Wall_T_500mm |  |  | Cast in Situ |  |  |  |  | 0
17420888 |  | Walls |  | Basic Wall: C_WAL_CW_Concrete Wall_T_500mm |  |  | Cast in Situ |  |  |  |  | 0
17420890 |  | Walls |  | Basic Wall: C_WAL_CW_Concrete Wall_T_500mm |  |  | Cast in Situ |  |  |  |  | 0
17420891 |  | Walls |  | Basic Wall: C_WAL_CW_Concrete Wall_T_500mm |  |  | Cast in Situ |  |  |  |  | 0
17420892 |  | Walls |  | Basic Wall: C_WAL_CW_Concrete Wall_T_500mm |  |  | Cast in Situ |  |  |  |  | 0
17420893 |  | Walls |  | Basic Wall: C_WAL_CW_Concrete Wall_T_500mm |  |  | Cast in Situ |  |  |  |  | 0
17420894 |  | Walls |  | Basic Wall: C_WAL_CW_Concrete Wall_T_500mm |  |  | Cast in Situ |  |  |  |  | 0
17420895 |  | Walls |  | Basic Wall: C_WAL_CW_Concrete Wall_T_500mm |  |  | Cast in Situ |  |  |  |  | 0
17420896 |  | Walls |  | Basic Wall: C_WAL_CW_Concrete Wall_T_500mm |  |  | Cast in Situ |  |  |  |  | 0
17420897 |  | Walls |  | Basic Wall: C_WAL_CW_Concrete Wall_T_500mm |  |  | Cast in Situ |  |  |  |  | 0
17420898 |  | Walls |  | Basic Wall: C_WAL_CW_Concrete Wall_T_500mm |  |  | Cast in Situ |  |  |  |  | 0
17420899 |  | Walls |  | Basic Wall: C_WAL_CW_Concrete Wall_T_450mm |  |  | Cast in Situ |  |  |  |  | 0.0035331
17420900 |  | Walls |  | Basic Wall: C_WAL_CW_Concrete Wall_T_450mm |  |  | Cast in Situ |  |  |  |  | 0.0035331
17420901 |  | Walls |  | Basic Wall: C_WAL_CW_Concrete Wall_T_450mm |  |  | Cast in Situ |  |  |  |  | 0.0035331
17420905 |  | Walls |  | Basic Wall: C_WAL_CW_Concrete Wall_T_500mm |  |  | Cast in Situ |  |  |  |  | 0
17420906 |  | Walls |  | Basic Wall: C_WAL_CW_Concrete Wall_T_500mm |  |  | Cast in Situ |  |  |  |  | 0
17420907 |  | Walls |  | Basic Wall: C_WAL_CW_Concrete Wall_T_500mm |  |  | Cast in Situ |  |  |  |  | 0
17420908 |  | Walls |  | Basic Wall: C_WAL_CW_Concrete Wall Planted _T_600mm |  |  | Cast in Situ |  |  |  |  | 0
17420909 |  | Walls |  | Basic Wall: C_WAL_CW_Concrete Wall Planted _T_600mm |  |  | Cast in Situ |  |  |  |  | 0
17420910 |  | Walls |  | Basic Wall: C_WAL_CW_Concrete Wall_T_500mm |  |  | Cast in Situ |  |  |  |  | 0
17420911 |  | Walls |  | Basic Wall: C_WAL_CW_Concrete Wall Planted _T_600mm |  |  | Cast in Situ |  |  |  |  | 0
17420912 |  | Walls |  | Basic Wall: C_WAL_CW_Concrete Wall Planted _T_600mm |  |  | Cast in Situ |  |  |  |  | 0
17420913 |  | Walls |  | Basic Wall: C_WAL_CW_Concrete Wall Planted _T_600mm |  |  | Cast in Situ |  |  |  |  | 0
17420914 |  | Walls |  | Basic Wall: C_WAL_CW_Concrete Wall Planted _T_600mm |  |  | Cast in Situ |  |  |  |  | 0
17420915 |  | Walls |  | Basic Wall: C_WAL_CW_Concrete Wall Planted _T_600mm |  |  | Cast in Situ |  |  |  |  | 0
17420916 |  | Walls |  | Basic Wall: C_WAL_CW_Concrete Wall_T_500mm |  |  | Cast in Situ |  |  |  |  | 0
17420917 |  | Walls |  | Basic Wall: C_WAL_CW_Concrete Wall_T_350mm |  |  | Cast in Situ |  |  |  |  | 0.042875
17420918 |  | Walls |  | Basic Wall: C_WAL_CW_Concrete Wall_T_350mm |  |  | Cast in Situ |  |  |  |  | 0.41256
17420920 |  | Walls |  | Basic Wall: C_WAL_CW_Concrete Wall_T_350mm |  |  | Cast in Situ |  |  |  |  | 0
17420921 |  | Walls |  | Basic Wall: C_WAL_CW_Concrete Wall_T_350mm |  |  | Cast in Situ |  |  |  |  | 0
17420924 |  | Walls |  | Basic Wall: C_WAL_CW_Concrete Wall_T_737mm |  |  | Cast in Situ |  |  |  |  | 0
17420938 |  | Walls |  | Basic Wall: C_WAL_CW_Concrete Wall_T_500mm |  |  | Cast in Situ |  |  |  |  | 0
17420939 |  | Walls |  | Basic Wall: C_WAL_CW_Concrete Wall_T_500mm |  |  | Cast in Situ |  |  |  |  | 0
17420940 |  | Walls |  | Basic Wall: C_WAL_CW_Concrete Wall_T_500mm |  |  | Cast in Situ |  |  |  |  | 0
17420941 |  | Walls |  | Basic Wall: C_WAL_CW_Concrete Wall_T_500mm |  |  | Cast in Situ |  |  |  |  | 0
17420942 |  | Walls |  | Basic Wall: C_WAL_CW_Concrete Wall_T_500mm |  |  | Cast in Situ |  |  |  |  | 0
17420943 |  | Walls |  | Basic Wall: C_WAL_CW_Concrete Wall_T_500mm |  |  | Cast in Situ |  |  |  |  | 0.0039257
17420944 |  | Walls |  | Basic Wall: C_WAL_CW_Concrete Wall_T_500mm |  |  | Cast in Situ |  |  |  |  | 0
17420945 |  | Walls |  | Basic Wall: C_WAL_CW_Concrete Wall_T_500mm |  |  | Cast in Situ |  |  |  |  | 0
17420946 |  | Walls |  | Basic Wall: C_WAL_CW_Concrete Wall_T_500mm |  |  | Cast in Situ |  |  |  |  | 0
17420947 |  | Walls |  | Basic Wall: C_WAL_CW_Concrete Wall_T_500mm |  |  | Cast in Situ |  |  |  |  | 0
17420948 |  | Walls |  | Basic Wall: C_WAL_CW_Concrete Wall_T_500mm |  |  | Cast in Situ |  |  |  |  | 0
17420949 |  | Walls |  | Basic Wall: C_WAL_CW_Concrete Wall_T_500mm |  |  | Cast in Situ |  |  |  |  | 0.0039256
17420987 |  | Walls |  | Basic Wall: C_WAL_CW_Concrete Wall_T_600mm |  |  | Cast in Situ |  |  |  |  | 0
17420988 |  | Walls |  | Basic Wall: C_WAL_CW_Concrete Wall_T_600mm |  |  | Cast in Situ |  |  |  |  | 0
17420989 |  | Walls |  | Basic Wall: C_WAL_CW_Concrete Wall_T_600mm |  |  | Cast in Situ |  |  |  |  | 0
17420991 |  | Walls |  | Basic Wall: C_WAL_CW_Concrete Wall_T_500mm |  |  | Cast in Situ |  |  |  |  | 0.0039257
17420992 |  | Walls |  | Basic Wall: C_WAL_CW_Concrete Wall_T_400mm |  |  | Cast in Situ |  |  |  |  | 0
17421012 |  | Walls |  | Basic Wall: C_WAL_CW_Concrete Wall_T_750mm |  |  | Cast in Situ |  |  |  |  | 0
17421013 |  | Walls |  | Basic Wall: C_WAL_CW_Concrete Wall_T_750mm |  |  | Cast in Situ |  |  |  |  | 0
17421014 |  | Walls |  | Basic Wall: C_WAL_CW_Concrete Wall_T_450mm |  |  | Cast in Situ |  |  |  |  | 0
17421015 |  | Walls |  | Basic Wall: C_WAL_CW_Concrete Wall_T_450mm |  |  | Cast in Situ |  |  |  |  | 0
17421016 |  | Walls |  | Basic Wall: C_WAL_CW_Concrete Wall_T_450mm |  |  | Cast in Situ |  |  |  |  | 0
17421017 |  | Walls |  | Basic Wall: C_WAL_CW_Concrete Wall_T_350mm |  |  | Cast in Situ |  |  |  |  | 0.00068623
17421019 |  | Walls |  | Basic Wall: C_WAL_CW_Concrete Wall_T_500mm |  |  | Cast in Situ |  |  |  |  | 0
17421020 |  | Walls |  | Basic Wall: C_WAL_CW_Concrete Wall_T_500mm |  |  | Cast in Situ |  |  |  |  | 0.0039257
17421021 |  | Walls |  | Basic Wall: C_WAL_CW_Concrete Wall_T_500mm |  |  | Cast in Situ |  |  |  |  | 0
17421022 |  | Walls |  | Basic Wall: C_WAL_CW_Concrete Wall_T_500mm |  |  | Cast in Situ |  |  |  |  | 0
17421023 |  | Walls |  | Basic Wall: C_WAL_CW_Concrete Wall_T_500mm |  |  | Cast in Situ |  |  |  |  | 0.015707
17421024 |  | Walls |  | Basic Wall: C_WAL_CW_Concrete Wall_T_500mm |  |  | Cast in Situ |  |  |  |  | 0
17421025 |  | Walls |  | Basic Wall: C_WAL_CW_Concrete Wall_T_500mm |  |  | Cast in Situ |  |  |  |  | 0
17421026 |  | Walls |  | Basic Wall: C_WAL_CW_Concrete Wall_T_500mm |  |  | Cast in Situ |  |  |  |  | 0.0039256
17421027 |  | Walls |  | Basic Wall: C_WAL_CW_Concrete Wall_T_500mm |  |  | Cast in Situ |  |  |  |  | 0
17421028 |  | Walls |  | Basic Wall: C_WAL_CW_Concrete Wall_T_500mm |  |  | Cast in Situ |  |  |  |  | 0
17421029 |  | Walls |  | Basic Wall: C_WAL_CW_Concrete Wall_T_500mm |  |  | Cast in Situ |  |  |  |  | 0.0039256
17421030 |  | Walls |  | Basic Wall: C_WAL_CW_Concrete Wall_T_500mm |  |  | Cast in Situ |  |  |  |  | 0.0039256
17421031 |  | Walls |  | Basic Wall: C_WAL_CW_Concrete Wall_T_500mm |  |  | Cast in Situ |  |  |  |  | 0.0039256
17421032 |  | Walls |  | Basic Wall: C_WAL_CW_Concrete Wall_T_500mm |  |  | Cast in Situ |  |  |  |  | 0
17421033 |  | Walls |  | Basic Wall: C_WAL_CW_Concrete Wall_T_500mm |  |  | Cast in Situ |  |  |  |  | 0.0088356
17421036 |  | Walls |  | Basic Wall: C_WAL_CW_Concrete Wall_T_500mm |  |  | Cast in Situ |  |  |  |  | 0
17421037 |  | Walls |  | Basic Wall: C_WAL_CW_Concrete Wall_T_500mm |  |  | Cast in Situ |  |  |  |  | 0
17421038 |  | Walls |  | Basic Wall: C_WAL_CW_Concrete Wall_T_500mm |  |  | Cast in Situ |  |  |  |  | 0
17421039 |  | Walls |  | Basic Wall: C_WAL_CW_Concrete Wall_T_500mm |  |  | Cast in Situ |  |  |  |  | 0
17421040 |  | Walls |  | Basic Wall: C_WAL_CW_Concrete Wall_T_500mm |  |  | Cast in Situ |  |  |  |  | 0
17421041 |  | Walls |  | Basic Wall: C_WAL_CW_Concrete Wall_T_500mm |  |  | Cast in Situ |  |  |  |  | 0
17421042 |  | Walls |  | Basic Wall: C_WAL_CW_Concrete Wall_T_500mm |  |  | Cast in Situ |  |  |  |  | 0
17421043 |  | Walls |  | Basic Wall: C_WAL_CW_Concrete Wall_T_500mm |  |  | Cast in Situ |  |  |  |  | 0
17421044 |  | Walls |  | Basic Wall: C_WAL_CW_Concrete Wall_T_500mm |  |  | Cast in Situ |  |  |  |  | 0
17421045 |  | Walls |  | Basic Wall: C_WAL_CW_Concrete Wall_T_500mm |  |  | Cast in Situ |  |  |  |  | 0
17421046 |  | Walls |  | Basic Wall: C_WAL_CW_Concrete Wall_T_350mm |  |  | Cast in Situ |  |  |  |  | 0
17421047 |  | Walls |  | Basic Wall: C_WAL_CW_Concrete Wall_T_350mm |  |  | Cast in Situ |  |  |  |  | 0.0027479
17421048 |  | Walls |  | Basic Wall: C_WAL_CW_Concrete Wall_T_350mm |  |  | Cast in Situ |  |  |  |  | 0.010994
17421051 |  | Walls |  | Basic Wall: C_WAL_CW_Concrete Wall_T_300mm |  |  | Cast in Situ |  |  |  |  | 0
17421052 |  | Walls |  | Basic Wall: C_WAL_CW_Concrete Wall_T_300mm |  |  | Cast in Situ |  |  |  |  | 0
17421053 |  | Walls |  | Basic Wall: C_WAL_CW_Concrete Wall_T_300mm |  |  | Cast in Situ |  |  |  |  | 0
17421054 |  | Walls |  | Basic Wall: C_WAL_CW_Concrete Wall_T_300mm |  |  | Cast in Situ |  |  |  |  | 0
17421055 |  | Walls |  | Basic Wall: C_WAL_CW_Concrete Wall_T_300mm |  |  | Cast in Situ |  |  |  |  | 0
17421057 |  | Walls |  | Basic Wall: C_WAL_CW_Concrete Wall_T_500mm |  |  | Cast in Situ |  |  |  |  | 0.015707
17421058 |  | Walls |  | Basic Wall: C_WAL_CW_Concrete Wall_T_500mm |  |  | Cast in Situ |  |  |  |  | 0.015707
17421059 |  | Walls |  | Basic Wall: C_WAL_CW_Concrete Wall_T_500mm |  |  | Cast in Situ |  |  |  |  | 0.0088339
17421060 |  | Walls |  | Basic Wall: C_WAL_CW_Concrete Wall_T_450mm |  |  | Cast in Situ |  |  |  |  | 0.0035331
17421061 |  | Walls |  | Basic Wall: C_WAL_CW_Concrete Wall_T_450mm |  |  | Cast in Situ |  |  |  |  | 0.0035372
17421062 |  | Walls |  | Basic Wall: C_WAL_CW_Concrete Wall_T_450mm |  |  | Cast in Situ |  |  |  |  | 0.0035444
17421065 |  | Walls |  | Basic Wall: C_WAL_CW_Concrete Wall_T_500mm |  |  | Cast in Situ |  |  |  |  | 0.0039257
17421066 |  | Walls |  | Basic Wall: C_WAL_CW_Concrete Wall_T_500mm |  |  | Cast in Situ |  |  |  |  | 0.0039257
17421076 |  | Walls |  | Basic Wall: C_WAL_CW_Concrete Wall_T_500mm |  |  | Cast in Situ |  |  |  |  | 0.0039257
17421077 |  | Walls |  | Basic Wall: C_WAL_CW_Concrete Wall_T_500mm |  |  | Cast in Situ |  |  |  |  | 0.0039257
17421078 |  | Walls |  | Basic Wall: C_WAL_CW_Concrete Wall_T_500mm |  |  | Cast in Situ |  |  |  |  | 0.0088339
17421079 |  | Walls |  | Basic Wall: C_WAL_CW_Concrete Wall_T_500mm |  |  | Cast in Situ |  |  |  |  | 0
17421080 |  | Walls |  | Basic Wall: C_WAL_CW_Concrete Wall_T_500mm |  |  | Cast in Situ |  |  |  |  | 0
17421081 |  | Walls |  | Basic Wall: C_WAL_CW_Concrete Wall_T_500mm |  |  | Cast in Situ |  |  |  |  | 0
17421082 |  | Walls |  | Basic Wall: C_WAL_CW_Concrete Wall_T_500mm |  |  | Cast in Situ |  |  |  |  | 0
17421083 |  | Walls |  | Basic Wall: C_WAL_CW_Concrete Wall_T_500mm |  |  | Cast in Situ |  |  |  |  | 0
17421084 |  | Walls |  | Basic Wall: C_WAL_CW_Concrete Wall_T_750mm |  |  | Cast in Situ |  |  |  |  | 0
17421085 |  | Walls |  | Basic Wall: C_WAL_CW_Concrete Wall_T_750mm |  |  | Cast in Situ |  |  |  |  | 0
17431316 |  | Floors |  | Floor: C_SL_Concrete Slab_T_350mm Pour Strip | 01-01-01-07-003-30 | Suspended Slab | Cast in Situ |  |  | 155 |  | 0.0017592
17431317 |  | Floors |  | Floor: C_SL_Concrete Slab_T_350mm Pour Strip | 01-01-01-07-003-30 | Suspended Slab | Cast in Situ |  |  | 155 |  | 0.0017592
17431318 |  | Floors |  | Floor: C_SL_Concrete Slab_T_350mm Pour Strip | 01-01-01-07-003-30 | Suspended Slab | Cast in Situ |  |  | 155 |  | 0.0017592
17431319 |  | Floors |  | Floor: C_SL_Concrete Slab_T_350mm Pour Strip | 01-01-01-07-003-30 | Suspended Slab | Cast in Situ |  |  | 155 |  | 0.0017592
17431327 |  | Floors |  | Floor: C_SL_Concrete Slab_T_300mm Pour Strip | 01-01-01-14-003-30 | Suspended Slab | Cast in Situ |  |  | 155 |  | 0.0015079
17431328 |  | Floors |  | Floor: C_SL_Concrete Slab_T_300mm Pour Strip | 01-01-01-14-003-30 | Suspended Slab | Cast in Situ |  |  | 155 |  | 0.0015079
17431329 |  | Floors |  | Floor: C_SL_Concrete Slab_T_300mm Pour Strip | 01-01-01-14-003-30 | Suspended Slab | Cast in Situ |  |  | 155 |  | 0.0015079
17431330 |  | Floors |  | Floor: C_SL_Concrete Slab_T_300mm Pour Strip | 01-01-01-14-003-30 | Suspended Slab | Cast in Situ |  |  | 155 |  | 0.0015079
17431331 |  | Floors |  | Floor: C_SL_Concrete Slab_T_300mm Pour Strip | 01-01-01-14-003-30 | Suspended Slab | Cast in Situ |  |  | 155 |  | 0.0015079
17431388 |  | Floors | New Construction | Floor: C_SL_Concrete Slab_T_300mm | 01-01-01-15-003-30 | Suspended Slab | Cast in Situ |  |  | 155 |  | 36.6955
17431906 |  | Floors | New Construction | Floor: C_SL_Concrete Slab_T_300mm | 01-01-01-16-003-30 | Suspended Slab | Cast in Situ |  |  | 155 |  | 120.1916
17436675 |  | Walls |  | Basic Wall: C_WAL_CW_Concrete Wall_T_500mm |  |  | Cast in Situ |  |  |  |  | 0
17436676 |  | Walls |  | Basic Wall: C_WAL_CW_Concrete Wall_T_500mm |  |  | Cast in Situ |  |  |  |  | 0.015708
17436680 |  | Walls |  | Basic Wall: C_WAL_CW_Concrete Wall_T_500mm |  |  | Cast in Situ |  |  |  |  | 0.015708
17436687 |  | Walls |  | Basic Wall: C_WAL_CW_Concrete Wall_T_200mm |  |  | Cast in Situ |  |  |  |  | 0
17436688 |  | Walls |  | Basic Wall: C_WAL_CW_Concrete Wall Planted_T_200mm |  |  | Cast in Situ |  |  |  |  | 0.00046844
17436689 |  | Walls |  | Basic Wall: C_WAL_CW_Concrete Wall_T_500mm |  |  | Cast in Situ |  |  |  |  | 0.0046697
17436690 |  | Walls |  | Basic Wall: C_WAL_CW_Concrete Wall_T_500mm |  |  | Cast in Situ |  |  |  |  | 0.015706
17436692 |  | Walls |  | Basic Wall: C_WAL_CW_Concrete Wall_T_500mm |  |  | Cast in Situ |  |  |  |  | 0
17436693 |  | Walls |  | Basic Wall: C_WAL_CW_Concrete Wall_T_500mm |  |  | Cast in Situ |  |  |  |  | 0
17436694 |  | Walls |  | Basic Wall: C_WAL_CW_Concrete Wall_T_500mm |  |  | Cast in Situ |  |  |  |  | 0
17436695 |  | Walls |  | Basic Wall: C_WAL_CW_Concrete Wall_T_500mm |  |  | Cast in Situ |  |  |  |  | 0
17436696 |  | Walls |  | Basic Wall: C_WAL_CW_Concrete Wall_T_500mm |  |  | Cast in Situ |  |  |  |  | 0
17436697 |  | Walls |  | Basic Wall: C_WAL_CW_Concrete Wall_T_500mm |  |  | Cast in Situ |  |  |  |  | 0
17436699 |  | Walls |  | Basic Wall: C_WAL_CW_Concrete Wall Planted_T_200mm |  |  | Cast in Situ |  |  |  |  | 0
17436700 |  | Walls |  | Basic Wall: C_WAL_CW_Concrete Wall Planted_T_200mm |  |  | Cast in Situ |  |  |  |  | 0.096221
17436701 |  | Walls |  | Basic Wall: C_WAL_CW_Concrete Wall Planted_T_200mm |  |  | Cast in Situ |  |  |  |  | 0.00039214
17436702 |  | Walls |  | Basic Wall: C_WAL_CW_Concrete Wall Planted_T_200mm |  |  | Cast in Situ |  |  |  |  | 0
17436703 |  | Walls |  | Basic Wall: C_WAL_CW_Concrete Wall Planted_T_200mm |  |  | Cast in Situ |  |  |  |  | 0
17436704 |  | Walls |  | Basic Wall: C_WAL_CW_Concrete Wall Planted_T_200mm |  |  | Cast in Situ |  |  |  |  | 0
17436705 |  | Walls |  | Basic Wall: C_WAL_CW_Concrete Wall_T_200mm |  |  | Cast in Situ |  |  |  |  | 0.0020437
17436706 |  | Walls |  | Basic Wall: C_WAL_CW_Concrete Wall Planted_T_200mm |  |  | Cast in Situ |  |  |  |  | 0
17436708 |  | Walls |  | Basic Wall: C_WAL_CW_Concrete Wall_T_500mm |  |  | Cast in Situ |  |  |  |  | 0
17436709 |  | Walls |  | Basic Wall: C_WAL_CW_Concrete Wall_T_370mm |  |  | Cast in Situ |  |  |  |  | 0
17436716 |  | Walls |  | Basic Wall: C_WAL_CW_Concrete Wall_T_500mm |  |  | Cast in Situ |  |  |  |  | 0.0088168
17436721 |  | Walls |  | Basic Wall: C_WAL_CW_Concrete Wall_T_600mm |  |  | Cast in Situ |  |  |  |  | 0.0030139
17436724 |  | Walls |  | Basic Wall: C_WAL_CW_Concrete Wall_T_350mm |  |  | Cast in Situ |  |  |  |  | 0
17436727 |  | Walls |  | Basic Wall: C_WAL_CW_Concrete Wall_T_350mm |  |  | Cast in Situ |  |  |  |  | 0
17436728 |  | Walls |  | Basic Wall: C_WAL_CW_Concrete Wall_T_350mm |  |  | Cast in Situ |  |  |  |  | 0
17436729 |  | Walls |  | Basic Wall: C_WAL_CW_Concrete Wall_T_350mm |  |  | Cast in Situ |  |  |  |  | 0
17436730 |  | Walls |  | Basic Wall: C_WAL_CW_Concrete Wall_T_350mm |  |  | Cast in Situ |  |  |  |  | 0
17436731 |  | Walls |  | Basic Wall: C_WAL_CW_Concrete Wall_T_350mm |  |  | Cast in Situ |  |  |  |  | 0
17436732 |  | Walls |  | Basic Wall: C_WAL_CW_Concrete Wall_T_350mm |  |  | Cast in Situ |  |  |  |  | 0
17436733 |  | Walls |  | Basic Wall: C_WAL_CW_Concrete Wall_T_350mm |  |  | Cast in Situ |  |  |  |  | 0
17436734 |  | Walls |  | Basic Wall: C_WAL_CW_Concrete Wall_T_350mm |  |  | Cast in Situ |  |  |  |  | 0
17436735 |  | Walls |  | Basic Wall: C_WAL_CW_Concrete Wall_T_350mm |  |  | Cast in Situ |  |  |  |  | 0
17436737 |  | Walls |  | Basic Wall: C_WAL_CW_Concrete Wall_T_350mm |  |  | Cast in Situ |  |  |  |  | 0
17436738 |  | Walls |  | Basic Wall: C_WAL_CW_Concrete Wall_T_350mm |  |  | Cast in Situ |  |  |  |  | 0
17436739 |  | Walls |  | Basic Wall: C_WAL_CW_Concrete Wall_T_350mm |  |  | Cast in Situ |  |  |  |  | 0
17436740 |  | Walls |  | Basic Wall: C_WAL_CW_Concrete Wall_T_350mm |  |  | Cast in Situ |  |  |  |  | 0
17439934 |  | Walls |  | Basic Wall: C_WAL_CW_Concrete Wall_T_350mm |  |  | Cast in Situ |  |  |  |  | 0
17439936 |  | Walls |  | Basic Wall: C_WAL_CW_Concrete Wall_T_500mm |  |  | Cast in Situ |  |  |  |  | 0
17439938 |  | Walls |  | Basic Wall: C_WAL_CW_Concrete Wall_T_500mm |  |  | Cast in Situ |  |  |  |  | 0
17439939 |  | Walls |  | Basic Wall: C_WAL_CW_Concrete Wall_T_350mm |  |  | Cast in Situ |  |  |  |  | 0.00068625
17439940 |  | Walls |  | Basic Wall: C_WAL_CW_Concrete Wall_T_350mm |  |  | Cast in Situ |  |  |  |  | 0.00068625
17439941 |  | Walls |  | Basic Wall: C_WAL_CW_Concrete Wall_T_737mm |  |  | Cast in Situ |  |  |  |  | 0
17439942 |  | Walls |  | Basic Wall: C_WAL_CW_Concrete Wall_T_350mm |  |  | Cast in Situ |  |  |  |  | 0
17439954 |  | Walls |  | Basic Wall: C_WAL_CW_Concrete Wall_T_500mm |  |  | Cast in Situ |  |  |  |  | 0
17439958 |  | Walls |  | Basic Wall: C_WAL_CW_Concrete Wall_T_350mm |  |  | Cast in Situ |  |  |  |  | 0
17439960 |  | Walls |  | Basic Wall: C_WAL_CW_Concrete Wall_T_350mm |  |  | Cast in Situ |  |  |  |  | 0
17439961 |  | Walls |  | Basic Wall: C_WAL_CW_Concrete Wall_T_350mm |  |  | Cast in Situ |  |  |  |  | 0
17439962 |  | Walls |  | Basic Wall: C_WAL_CW_Concrete Wall_T_350mm |  |  | Cast in Situ |  |  |  |  | 0
17439963 |  | Walls |  | Basic Wall: C_WAL_CW_Concrete Wall_T_350mm |  |  | Cast in Situ |  |  |  |  | 0
17439964 |  | Walls |  | Basic Wall: C_WAL_CW_Concrete Wall_T_350mm |  |  | Cast in Situ |  |  |  |  | 0.0027479
17439965 |  | Walls |  | Basic Wall: C_WAL_CW_Concrete Wall_T_350mm |  |  | Cast in Situ |  |  |  |  | 0.0061837
17439968 |  | Walls |  | Basic Wall: C_WAL_CW_Concrete Wall_T_350mm |  |  | Cast in Situ |  |  |  |  | 0
17439969 |  | Walls |  | Basic Wall: C_WAL_CW_Concrete Wall_T_350mm |  |  | Cast in Situ |  |  |  |  | 0.0061837
17439970 |  | Walls |  | Basic Wall: C_WAL_CW_Concrete Wall_T_350mm |  |  | Cast in Situ |  |  |  |  | 0.0027479
17439972 |  | Walls |  | Basic Wall: C_WAL_CW_Concrete Wall_T_350mm |  |  | Cast in Situ |  |  |  |  | 0
17439975 |  | Walls |  | Basic Wall: C_WAL_CW_Concrete Wall_T_500mm |  |  | Cast in Situ |  |  |  |  | 0
17439977 |  | Walls |  | Basic Wall: C_WAL_CW_Concrete Wall_T_500mm |  |  | Cast in Situ |  |  |  |  | 0.0039257
17439978 |  | Walls |  | Basic Wall: C_WAL_CW_Concrete Wall_T_500mm |  |  | Cast in Situ |  |  |  |  | 0.0039257
17439979 |  | Walls |  | Basic Wall: C_WAL_CW_Concrete Wall_T_500mm |  |  | Cast in Situ |  |  |  |  | 0.0025116
17439983 |  | Walls |  | Basic Wall: C_WAL_CW_Concrete Wall_T_400mm |  |  | Cast in Situ |  |  |  |  | 0
17439989 |  | Walls |  | Basic Wall: C_WAL_CW_Concrete Wall Planted_T_200mm |  |  | Cast in Situ |  |  |  |  | 0.0010312
17474449 |  | Walls |  | Basic Wall: C_WAL_CW_Concrete Wall_T_350mm |  |  | Cast in Situ |  |  |  |  | 0.00068623
17474450 |  | Walls |  | Basic Wall: C_WAL_CW_Concrete Wall_T_350mm |  |  | Cast in Situ |  |  |  |  | 0
17474451 |  | Walls |  | Basic Wall: C_WAL_CW_Concrete Wall_T_350mm |  |  | Cast in Situ |  |  |  |  | 0
17474452 |  | Walls |  | Basic Wall: C_WAL_CW_Concrete Wall_T_350mm |  |  | Cast in Situ |  |  |  |  | 0
17474458 |  | Walls |  | Basic Wall: C_WAL_CW_Concrete Wall_T_500mm |  |  | Cast in Situ |  |  |  |  | 0
17480330 |  | Floors |  | Floor: C_SL_Concrete Slab_T_300mm | 01-01-01-16-003-30 | Suspended Slab | Cast in Situ |  |  | 155 |  | 0.0015079
17480331 |  | Floors |  | Floor: C_SL_Concrete Slab_T_300mm | 01-01-01-16-003-30 | Suspended Slab | Cast in Situ |  |  | 155 |  | 0.0015079
17480332 |  | Floors |  | Floor: C_SL_Concrete Slab_T_300mm | 01-01-01-16-003-30 | Suspended Slab | Cast in Situ |  |  | 155 |  | 0.0094243
17480333 |  | Floors |  | Floor: C_SL_Concrete Slab_T_300mm | 01-01-01-16-003-30 | Suspended Slab | Cast in Situ |  |  | 155 |  | 0.00058902
17480334 |  | Floors |  | Floor: C_SL_Concrete Slab_T_300mm | 01-01-01-16-003-30 | Suspended Slab | Cast in Situ |  |  | 155 |  | 0.00058902
17480335 |  | Floors |  | Floor: C_SL_Concrete Slab_T_300mm | 01-01-01-16-003-30 | Suspended Slab | Cast in Situ |  |  | 155 |  | 0.00058902
17480336 |  | Floors |  | Floor: C_SL_Concrete Slab_T_300mm | 01-01-01-16-003-30 | Suspended Slab | Cast in Situ |  |  | 155 |  | 0.00058902
17480337 |  | Floors |  | Floor: C_SL_Concrete Slab_T_300mm | 01-01-01-16-003-30 | Suspended Slab | Cast in Situ |  |  | 155 |  | 0.00058902
17480338 |  | Floors |  | Floor: C_SL_Concrete Slab_T_300mm | 01-01-01-16-003-30 | Suspended Slab | Cast in Situ |  |  | 155 |  | 0.00058902
17480339 |  | Floors |  | Floor: C_SL_Concrete Slab_T_300mm | 01-01-01-16-003-30 | Suspended Slab | Cast in Situ |  |  | 155 |  | 0.00058902
17480340 |  | Floors |  | Floor: C_SL_Concrete Slab_T_300mm | 01-01-01-16-003-30 | Suspended Slab | Cast in Situ |  |  | 155 |  | 0.00058902
17480341 |  | Floors |  | Floor: C_SL_Concrete Slab_T_300mm | 01-01-01-16-003-30 | Suspended Slab | Cast in Situ |  |  | 155 |  | 0.00058902
17480342 |  | Floors |  | Floor: C_SL_Concrete Slab_T_300mm | 01-01-01-16-003-30 | Suspended Slab | Cast in Situ |  |  | 155 |  | 0.00058902
17480343 |  | Floors |  | Floor: C_SL_Concrete Slab_T_300mm | 01-01-01-16-003-30 | Suspended Slab | Cast in Situ |  |  | 155 |  | 0.00058902
17480344 |  | Floors |  | Floor: C_SL_Concrete Slab_T_300mm | 01-01-01-16-003-30 | Suspended Slab | Cast in Situ |  |  | 155 |  | 0.00058902
17480345 |  | Floors |  | Floor: C_SL_Concrete Slab_T_300mm | 01-01-01-16-003-30 | Suspended Slab | Cast in Situ |  |  | 155 |  | 0.00058902
17480346 |  | Floors |  | Floor: C_SL_Concrete Slab_T_300mm | 01-01-01-16-003-30 | Suspended Slab | Cast in Situ |  |  | 155 |  | 0.00058902
17480347 |  | Floors |  | Floor: C_SL_Concrete Slab_T_300mm | 01-01-01-16-003-30 | Suspended Slab | Cast in Situ |  |  | 155 |  | 0.00058902
17480348 |  | Floors |  | Floor: C_SL_Concrete Slab_T_300mm | 01-01-01-16-003-30 | Suspended Slab | Cast in Situ |  |  | 155 |  | 0.00058902
17480349 |  | Floors |  | Floor: C_SL_Concrete Slab_T_300mm | 01-01-01-16-003-30 | Suspended Slab | Cast in Situ |  |  | 155 |  | 0.00058902
17480350 |  | Floors |  | Floor: C_SL_Concrete Slab_T_300mm | 01-01-01-16-003-30 | Suspended Slab | Cast in Situ |  |  | 155 |  | 0.00058902
17480351 |  | Floors |  | Floor: C_SL_Concrete Slab_T_300mm | 01-01-01-16-003-30 | Suspended Slab | Cast in Situ |  |  | 155 |  | 0.00058902
17480352 |  | Floors |  | Floor: C_SL_Concrete Slab_T_300mm | 01-01-01-16-003-30 | Suspended Slab | Cast in Situ |  |  | 155 |  | 0.00058902
17480354 |  | Floors |  | Floor: C_SL_Concrete Slab_T_300mm | 01-01-01-16-003-30 | Suspended Slab | Cast in Situ |  |  | 155 |  | 0.0015079
17480355 |  | Floors |  | Floor: C_SL_Concrete Slab_T_300mm | 01-01-01-16-003-30 | Suspended Slab | Cast in Situ |  |  | 155 |  | 0.0015079
17480358 |  | Floors |  | Floor: C_SL_Concrete Slab_T_300mm | 01-01-01-16-003-30 | Suspended Slab | Cast in Situ |  |  | 155 |  | 0.0015079
17480362 |  | Floors |  | Floor: C_SL_Concrete Slab_T_300mm | 01-01-01-16-003-30 | Suspended Slab | Cast in Situ |  |  | 155 |  | 0.0015079
17480363 |  | Floors |  | Floor: C_SL_Concrete Slab_T_300mm | 01-01-01-16-003-30 | Suspended Slab | Cast in Situ |  |  | 155 |  | 0.0015079
17480364 |  | Floors |  | Floor: C_SL_Concrete Slab_T_300mm | 01-01-01-16-003-30 | Suspended Slab | Cast in Situ |  |  | 155 |  | 0.0015079
17480365 |  | Floors |  | Floor: C_SL_Concrete Slab_T_300mm | 01-01-01-16-003-30 | Suspended Slab | Cast in Situ |  |  | 155 |  | 0.0015079
17480368 |  | Floors |  | Floor: C_SL_Concrete Slab_T_300mm | 01-01-01-16-003-30 | Suspended Slab | Cast in Situ |  |  | 155 |  | 0.0015079
17480369 |  | Floors |  | Floor: C_SL_Concrete Slab_T_300mm | 01-01-01-16-003-30 | Suspended Slab | Cast in Situ |  |  | 155 |  | 0.0015079
17480370 |  | Floors |  | Floor: C_SL_Concrete Slab_T_300mm | 01-01-01-16-003-30 | Suspended Slab | Cast in Situ |  |  | 155 |  | 0.0015079
17480372 |  | Floors |  | Floor: C_SL_Concrete Slab_T_300mm | 01-01-01-16-003-30 | Suspended Slab | Cast in Situ |  |  | 155 |  | 0.0015079
17480377 |  | Floors |  | Floor: C_SL_Concrete Slab_T_300mm | 01-01-01-16-003-30 | Suspended Slab | Cast in Situ |  |  | 155 |  | 0.0015079
17480378 |  | Floors |  | Floor: C_SL_Concrete Slab_T_300mm | 01-01-01-16-003-30 | Suspended Slab | Cast in Situ |  |  | 155 |  | 0.0015079
17480379 |  | Floors |  | Floor: C_SL_Concrete Slab_T_300mm | 01-01-01-16-003-30 | Suspended Slab | Cast in Situ |  |  | 155 |  | 0.0015079
17480383 |  | Floors |  | Floor: C_SL_Concrete Slab_T_300mm | 01-01-01-16-003-30 | Suspended Slab | Cast in Situ |  |  | 155 |  | 0.0015079
17480384 |  | Floors |  | Floor: C_SL_Concrete Slab_T_300mm | 01-01-01-16-003-30 | Suspended Slab | Cast in Situ |  |  | 155 |  | 0.0015079
17480385 |  | Floors |  | Floor: C_SL_Concrete Slab_T_300mm | 01-01-01-16-003-30 | Suspended Slab | Cast in Situ |  |  | 155 |  | 0.0015079
17480389 |  | Floors |  | Floor: C_SL_Concrete Slab_T_300mm | 01-01-01-16-003-30 | Suspended Slab | Cast in Situ |  |  | 155 |  | 0.0015079
17480390 |  | Floors |  | Floor: C_SL_Concrete Slab_T_300mm | 01-01-01-16-003-30 | Suspended Slab | Cast in Situ |  |  | 155 |  | 0.0015079
17480394 |  | Floors |  | Floor: C_SL_Concrete Slab_T_300mm | 01-01-01-16-003-30 | Suspended Slab | Cast in Situ |  |  | 155 |  | 0.0015079
17480395 |  | Floors |  | Floor: C_SL_Concrete Slab_T_300mm | 01-01-01-16-003-30 | Suspended Slab | Cast in Situ |  |  | 155 |  | 0.0015079
17480399 |  | Floors |  | Floor: C_SL_Concrete Slab_T_300mm | 01-01-01-16-003-30 | Suspended Slab | Cast in Situ |  |  | 155 |  | 0.0015079
17480400 |  | Floors |  | Floor: C_SL_Concrete Slab_T_300mm | 01-01-01-16-003-30 | Suspended Slab | Cast in Situ |  |  | 155 |  | 0.0015079
17480401 |  | Floors |  | Floor: C_SL_Concrete Slab_T_300mm | 01-01-01-16-003-30 | Suspended Slab | Cast in Situ |  |  | 155 |  | 0.0015079
17485545 |  | Floors | New Construction | Floor: C_SL_Concrete Slab_T_350mm | 01-01-01-15-005-30 | Suspended Slab | Cast in Situ |  |  | 155 |  | 57.3761
17485644 |  | Floors |  | Floor: C_SL_Concrete Slab_T_300mm | 01-01-01-14-005-30 | Suspended Slab | Cast in Situ |  |  | 155 |  | 0.52201
17485645 |  | Floors |  | Floor: C_SL_Concrete Slab_T_300mm | 01-01-01-14-005-30 | Suspended Slab | Cast in Situ |  |  | 155 |  | 1.0267
17485647 |  | Floors |  | Floor: C_SL_Concrete Slab_T_300mm | 01-01-01-14-005-30 | Suspended Slab | Cast in Situ |  |  | 155 |  | 0.0023561
17485648 |  | Floors |  | Floor: C_SL_Concrete Slab_T_300mm | 01-01-01-14-005-30 | Suspended Slab | Cast in Situ |  |  | 155 |  | 0.0023561
17485649 |  | Floors |  | Floor: C_SL_Concrete Slab_T_300mm | 01-01-01-14-005-30 | Suspended Slab | Cast in Situ |  |  | 155 |  | 0.0023561
17485650 |  | Floors |  | Floor: C_SL_Concrete Slab_T_300mm | 01-01-01-14-005-30 | Suspended Slab | Cast in Situ |  |  | 155 |  | 0.0023561
17485662 |  | Floors |  | Floor: C_SL_Concrete Slab_T_300mm | 01-01-01-14-005-30 | Suspended Slab | Cast in Situ |  |  | 155 |  | 0.0023561
17485663 |  | Floors |  | Floor: C_SL_Concrete Slab_T_300mm | 01-01-01-14-005-30 | Suspended Slab | Cast in Situ |  |  | 155 |  | 0.0023561
17485666 |  | Floors |  | Floor: C_SL_Concrete Slab_T_400mm | 01-01-01-16-004-30 | Suspended Slab | Cast in Situ |  |  | 155 |  | 0.0038012
17485667 |  | Floors |  | Floor: C_SL_Concrete Slab_T_400mm | 01-01-01-16-004-30 | Suspended Slab | Cast in Situ |  |  | 155 |  | 0.0038009
17485668 |  | Floors |  | Floor: C_SL_Concrete Slab_T_400mm | 01-01-01-16-004-30 | Suspended Slab | Cast in Situ |  |  | 155 |  | 0.0038012
17485669 |  | Floors |  | Floor: C_SL_Concrete Slab_T_400mm | 01-01-01-16-004-30 | Suspended Slab | Cast in Situ |  |  | 155 |  | 0.0038013
17485670 |  | Floors |  | Floor: C_SL_Concrete Slab_T_400mm | 01-01-01-16-004-30 | Suspended Slab | Cast in Situ |  |  | 155 |  | 0.0038013
17485671 |  | Floors |  | Floor: C_SL_Concrete Slab_T_400mm | 01-01-01-16-004-30 | Suspended Slab | Cast in Situ |  |  | 155 |  | 0.0038013
17485672 |  | Floors |  | Floor: C_SL_Concrete Slab_T_400mm | 01-01-01-16-004-30 | Suspended Slab | Cast in Situ |  |  | 155 |  | 0.0038013
17485674 |  | Floors |  | Floor: C_SL_Concrete Slab_T_250mm | 01-01-01-07-004-30 | Suspended Slab | Cast in Situ |  |  | 155 |  | 0.032196
17485675 |  | Floors |  | Floor: C_SL_Concrete Slab_T_250mm | 01-01-01-07-004-30 | Suspended Slab | Cast in Situ |  |  | 155 |  | 0.0001507
17485677 |  | Floors |  | Floor: C_SL_Concrete Slab_T_250mm | 01-01-01-07-004-30 | Suspended Slab | Cast in Situ |  |  | 155 |  | 0.0023757
17485678 |  | Floors |  | Floor: C_SL_Concrete Slab_T_250mm | 01-01-01-07-004-30 | Suspended Slab | Cast in Situ |  |  | 155 |  | 0.0044177
17485679 |  | Floors |  | Floor: C_SL_Concrete Slab_T_250mm | 01-01-01-07-004-30 | Suspended Slab | Cast in Situ |  |  | 155 |  | 0.0044177
17485680 |  | Floors |  | Floor: C_SL_Concrete Slab_T_250mm | 01-01-01-07-004-30 | Suspended Slab | Cast in Situ |  |  | 155 |  | 0.0023757
17485681 |  | Floors |  | Floor: C_SL_Concrete Slab_T_250mm | 01-01-01-07-004-30 | Suspended Slab | Cast in Situ |  |  | 155 |  | 0.0023757
17485682 |  | Floors |  | Floor: C_SL_Concrete Slab_T_250mm | 01-01-01-07-004-30 | Suspended Slab | Cast in Situ |  |  | 155 |  | 0.0012566
17485683 |  | Floors |  | Floor: C_SL_Concrete Slab_T_250mm | 01-01-01-07-004-30 | Suspended Slab | Cast in Situ |  |  | 155 |  | 0.0044177
17485684 |  | Floors |  | Floor: C_SL_Concrete Slab_T_250mm | 01-01-01-07-004-30 | Suspended Slab | Cast in Situ |  |  | 155 |  | 0.0023757
17485686 |  | Floors |  | Floor: C_SL_Concrete Slab_T_250mm | 01-01-01-07-004-30 | Suspended Slab | Cast in Situ |  |  | 155 |  | 0.0023757
17485688 |  | Floors |  | Floor: C_SL_Concrete Slab_T_250mm | 01-01-01-07-004-30 | Suspended Slab | Cast in Situ |  |  | 155 |  | 0.0012566
17485697 |  | Floors |  | Floor: C_SL_Concrete Slab_T_300mm | 01-01-01-07-004-30 | Suspended Slab | Cast in Situ |  |  | 155 |  | 0.0028509
17485707 |  | Floors |  | Floor: C_SL_Concrete Slab_T_300mm | 01-01-01-07-004-30 | Suspended Slab | Cast in Situ |  |  | 155 |  | 0.0028509
17485710 |  | Floors |  | Floor: C_SL_Concrete Slab_T_300mm | 01-01-01-07-004-30 | Suspended Slab | Cast in Situ |  |  | 155 |  | 0.0053012
17485711 |  | Floors |  | Floor: C_SL_Concrete Slab_T_300mm | 01-01-01-07-004-30 | Suspended Slab | Cast in Situ |  |  | 155 |  | 0.0028509
17485712 |  | Floors |  | Floor: C_SL_Concrete Slab_T_300mm | 01-01-01-07-004-30 | Suspended Slab | Cast in Situ |  |  | 155 |  | 0.0028509
17485713 |  | Floors |  | Floor: C_SL_Concrete Slab_T_300mm | 01-01-01-07-004-30 | Suspended Slab | Cast in Situ |  |  | 155 |  | 0.0028509
17485714 |  | Floors |  | Floor: C_SL_Concrete Slab_T_300mm | 01-01-01-07-004-30 | Suspended Slab | Cast in Situ |  |  | 155 |  | 0.0028509
17485715 |  | Floors |  | Floor: C_SL_Concrete Slab_T_300mm | 01-01-01-07-004-30 | Suspended Slab | Cast in Situ |  |  | 155 |  | 0.0028509
17485716 |  | Floors |  | Floor: C_SL_Concrete Slab_T_300mm | 01-01-01-07-004-30 | Suspended Slab | Cast in Situ |  |  | 155 |  | 0.0028509
17485718 |  | Floors |  | Floor: C_SL_Concrete Slab_T_300mm | 01-01-01-07-004-30 | Suspended Slab | Cast in Situ |  |  | 155 |  | 0.0028509
17485719 |  | Floors |  | Floor: C_SL_Concrete Slab_T_300mm | 01-01-01-07-004-30 | Suspended Slab | Cast in Situ |  |  | 155 |  | 0.0028509
17485721 |  | Floors |  | Floor: C_SL_Concrete Slab_T_300mm | 01-01-01-07-004-30 | Suspended Slab | Cast in Situ |  |  | 155 |  | 0.0028509
17485722 |  | Floors |  | Floor: C_SL_Concrete Slab_T_300mm | 01-01-01-07-004-30 | Suspended Slab | Cast in Situ |  |  | 155 |  | 0.0028509
17485723 |  | Floors |  | Floor: C_SL_Concrete Slab_T_300mm | 01-01-01-07-004-30 | Suspended Slab | Cast in Situ |  |  | 155 |  | 0.0053012
17485724 |  | Floors |  | Floor: C_SL_Concrete Slab_T_300mm | 01-01-01-07-004-30 | Suspended Slab | Cast in Situ |  |  | 155 |  | 0.0053012
17485726 |  | Floors |  | Floor: C_SL_Concrete Slab_T_300mm | 01-01-01-07-004-30 | Suspended Slab | Cast in Situ |  |  | 155 |  | 0.0028509
17485727 |  | Floors |  | Floor: C_SL_Concrete Slab_T_300mm Pour Strip | 01-01-01-14-005-30 | Suspended Slab | Cast in Situ |  |  | 155 |  | 0.0053012
17485728 |  | Floors |  | Floor: C_SL_Concrete Slab_T_300mm Pour Strip | 01-01-01-14-005-30 | Suspended Slab | Cast in Situ |  |  | 155 |  | 0.0053012
17485732 |  | Floors |  | Floor: C_SL_Concrete Slab_T_300mm Pour Strip | 01-01-01-14-005-30 | Suspended Slab | Cast in Situ |  |  | 155 |  | 0.0023561
17485733 |  | Floors |  | Floor: C_SL_Concrete Slab_T_300mm Pour Strip | 01-01-01-14-005-30 | Suspended Slab | Cast in Situ |  |  | 155 |  | 0.0023561
17485742 |  | Floors |  | Floor: C_SL_Concrete Slab_T_250mm | 01-01-01-07-004-30 | Suspended Slab | Cast in Situ |  |  | 155 |  | 0.01
17485746 |  | Floors |  | Floor: C_SL_Concrete Slab_T_250mm | 01-01-01-07-004-30 | Suspended Slab | Cast in Situ |  |  | 155 |  | 0.01
17487870 |  | Walls |  | Basic Wall: C_WAL_CW_Concrete Wall_T_737mm |  |  | Cast in Situ |  |  |  |  | 0
17487872 |  | Walls |  | Basic Wall: C_WAL_CW_Concrete Wall_T_350mm |  |  | Cast in Situ |  |  |  |  | 0.00017639
17487877 |  | Walls |  | Basic Wall: C_WAL_CW_Concrete Wall_T_350mm |  |  | Cast in Situ |  |  |  |  | 0.00068623
17487878 |  | Walls |  | Basic Wall: C_WAL_CW_Concrete Wall_T_350mm |  |  | Cast in Situ |  |  |  |  | 0
17487879 |  | Walls |  | Basic Wall: C_WAL_CW_Concrete Wall_T_350mm |  |  | Cast in Situ |  |  |  |  | 0
17487880 |  | Walls |  | Basic Wall: C_WAL_CW_Concrete Wall_T_350mm |  |  | Cast in Situ |  |  |  |  | 0.10075
17487881 |  | Walls |  | Basic Wall: C_WAL_CW_Concrete Wall_T_350mm |  |  | Cast in Situ |  |  |  |  | 0
17487882 |  | Walls |  | Basic Wall: C_WAL_CW_Concrete Wall_T_350mm |  |  | Cast in Situ |  |  |  |  | 0
17487883 |  | Walls |  | Basic Wall: C_WAL_CW_Concrete Wall_T_500mm |  |  | Cast in Situ |  |  |  |  | 0
17487884 |  | Walls |  | Basic Wall: C_WAL_CW_Concrete Wall_T_500mm |  |  | Cast in Situ |  |  |  |  | 0
17487885 |  | Walls |  | Basic Wall: C_WAL_CW_Concrete Wall_T_500mm |  |  | Cast in Situ |  |  |  |  | 0
17487886 |  | Walls |  | Basic Wall: C_WAL_CW_Concrete Wall_T_500mm |  |  | Cast in Situ |  |  |  |  | 0
17487888 |  | Walls |  | Basic Wall: C_WAL_CW_Concrete Wall_T_350mm |  |  | Cast in Situ |  |  |  |  | 0
17487889 |  | Walls |  | Basic Wall: C_WAL_CW_Concrete Wall_T_350mm |  |  | Cast in Situ |  |  |  |  | 0
17487890 |  | Walls |  | Basic Wall: C_WAL_CW_Concrete Wall_T_350mm |  |  | Cast in Situ |  |  |  |  | 0
17488461 |  | Walls |  | Basic Wall: C_WAL_CW_Concrete Wall_T_500mm |  |  | Cast in Situ |  |  |  |  | 0
17488467 |  | Walls |  | Basic Wall: C_WAL_CW_Concrete Wall_T_500mm |  |  | Cast in Situ |  |  |  |  | 0.0030957
17488468 |  | Walls |  | Basic Wall: C_WAL_CW_Concrete Wall_T_500mm |  |  | Cast in Situ |  |  |  |  | 0
17488469 |  | Walls |  | Basic Wall: C_WAL_CW_Concrete Wall_T_500mm |  |  | Cast in Situ |  |  |  |  | 0
17488470 |  | Walls |  | Basic Wall: C_WAL_CW_Concrete Wall_T_500mm |  |  | Cast in Situ |  |  |  |  | 0
17488471 |  | Walls |  | Basic Wall: C_WAL_CW_Concrete Wall_T_500mm |  |  | Cast in Situ |  |  |  |  | 0
17488472 |  | Walls |  | Basic Wall: C_WAL_CW_Concrete Wall_T_500mm |  |  | Cast in Situ |  |  |  |  | 0
17488473 |  | Walls |  | Basic Wall: C_WAL_CW_Concrete Wall_T_500mm |  |  | Cast in Situ |  |  |  |  | 0
17488474 |  | Walls |  | Basic Wall: C_WAL_CW_Concrete Wall_T_500mm |  |  | Cast in Situ |  |  |  |  | 0
17488475 |  | Walls |  | Basic Wall: C_WAL_CW_Concrete Wall_T_500mm |  |  | Cast in Situ |  |  |  |  | 0
17488477 |  | Walls |  | Basic Wall: C_WAL_CW_Concrete Wall_T_200mm |  |  | Cast in Situ |  |  |  |  | 0
17488478 |  | Walls |  | Basic Wall: C_WAL_CW_Concrete Wall_T_200mm |  |  | Cast in Situ |  |  |  |  | 0
17488479 |  | Walls |  | Basic Wall: C_WAL_CW_Concrete Wall_T_200mm |  |  | Cast in Situ |  |  |  |  | 0
17488480 |  | Walls |  | Basic Wall: C_WAL_CW_Concrete Wall_T_200mm |  |  | Cast in Situ |  |  |  |  | 0
17488481 |  | Walls |  | Basic Wall: C_WAL_CW_Concrete Wall_T_500mm |  |  | Cast in Situ |  |  |  |  | 0
17488482 |  | Walls |  | Basic Wall: C_WAL_CW_Concrete Wall_T_500mm |  |  | Cast in Situ |  |  |  |  | 0
17488483 |  | Walls |  | Basic Wall: C_WAL_CW_Concrete Wall_T_500mm |  |  | Cast in Situ |  |  |  |  | 0
17488484 |  | Walls |  | Basic Wall: C_WAL_CW_Concrete Wall_T_500mm |  |  | Cast in Situ |  |  |  |  | 0
17488495 |  | Walls |  | Basic Wall: C_WAL_CW_Concrete Wall_T_200mm |  |  | Cast in Situ |  |  |  |  | 0
17488496 |  | Walls |  | Basic Wall: C_WAL_CW_Concrete Wall_T_200mm |  |  | Cast in Situ |  |  |  |  | 0
17488497 |  | Walls |  | Basic Wall: C_WAL_CW_Concrete Wall_T_370mm |  |  | Cast in Situ |  |  |  |  | 0
17488499 |  | Walls |  | Basic Wall: C_WAL_CW_Concrete Wall_T_350mm |  |  | Cast in Situ |  |  |  |  | 0
17488500 |  | Walls |  | Basic Wall: C_WAL_CW_Concrete Wall_T_350mm |  |  | Cast in Situ |  |  |  |  | 0
17488505 |  | Walls |  | Basic Wall: C_WAL_CW_Concrete Wall_T_350mm |  |  | Cast in Situ |  |  |  |  | 0
17508962 |  | Walls |  | Basic Wall: C_WAL_CW_Concrete Wall_T_750mm |  |  | Cast in Situ |  |  |  |  | 0
17508963 |  | Walls |  | Basic Wall: C_WAL_CW_Concrete Wall_T_750mm |  |  | Cast in Situ |  |  |  |  | 0
17508969 |  | Walls |  | Basic Wall: C_WAL_CW_Concrete Wall_T_450mm |  |  | Cast in Situ |  |  |  |  | 0.52012
17516045 |  | Floors |  | Floor: C_SL_Concrete Slab_T_300mm | 01-01-01-14-005-30 | Suspended Slab | Cast in Situ |  |  | 155 |  | 0.0023561
17517547 |  | Floors |  | Floor: C_SL_Concrete Slab_T_300mm | 01-01-01-07-005-30 | Suspended Slab | Cast in Situ |  |  | 155 |  | 0.0023561
17517548 |  | Floors |  | Floor: C_SL_Concrete Slab_T_300mm | 01-01-01-07-005-30 | Suspended Slab | Cast in Situ |  |  | 155 |  | 0.0023561
17517549 |  | Floors |  | Floor: C_SL_Concrete Slab_T_300mm | 01-01-01-07-005-30 | Suspended Slab | Cast in Situ |  |  | 155 |  | 0.0023561
17517594 |  | Floors | New Construction | Floor: C_SL_Concrete Slab_T_300mm | 01-01-01-16-005-30 | Suspended Slab | Cast in Situ |  |  | 155 |  | 10.896
17517638 |  | Generic Models | New Construction | ATC_Floor Opening: 300 x 300 x 300
17517639 |  | Generic Models | New Construction | ATC_Floor Opening: 300 x 300 x 300
17518002 |  | Floors | Existing - ATC | Floor: 300 Pour Strip_Half Tone | 01-01-01-14-006-30 | Suspended Slab | Cast in Situ |  |  | 171.23 |  | 3.5475
17518426 |  | Floors | New Construction | Floor: C_SL_Concrete Slab_T_300mm | 01-01-01-14-005-30 | Suspended Slab | Cast in Situ |  |  | 155 |  | 0.16794
17526222 |  | Walls |  | Basic Wall: C_WAL_CW_Concrete Wall_T_350mm |  |  | Cast in Situ |  |  |  |  | 0
17526223 |  | Walls |  | Basic Wall: C_WAL_CW_Concrete Wall_T_350mm |  |  | Cast in Situ |  |  |  |  | 0
17526224 |  | Walls |  | Basic Wall: C_WAL_CW_Concrete Wall_T_350mm |  |  | Cast in Situ |  |  |  |  | 0
17526225 |  | Walls |  | Basic Wall: C_WAL_CW_Concrete Wall_T_350mm |  |  | Cast in Situ |  |  |  |  | 0
17526226 |  | Walls |  | Basic Wall: C_WAL_CW_Concrete Wall_T_350mm |  |  | Cast in Situ |  |  |  |  | 0.00068623
17526227 |  | Walls |  | Basic Wall: C_WAL_CW_Concrete Wall_T_370mm |  |  | Cast in Situ |  |  |  |  | 0
17526230 |  | Walls |  | Basic Wall: C_WAL_CW_Concrete Wall Planted _T_600mm |  |  | Cast in Situ |  |  |  |  | 0
17526231 |  | Walls |  | Basic Wall: C_WAL_CW_Concrete Wall Planted _T_600mm |  |  | Cast in Situ |  |  |  |  | 0
17526232 |  | Walls |  | Basic Wall: C_WAL_CW_Concrete Wall Planted _T_600mm |  |  | Cast in Situ |  |  |  |  | 0
17526233 |  | Walls |  | Basic Wall: C_WAL_CW_Concrete Wall Planted _T_600mm |  |  | Cast in Situ |  |  |  |  | 0.0039257
17526234 |  | Walls |  | Basic Wall: C_WAL_CW_Concrete Wall Planted _T_600mm |  |  | Cast in Situ |  |  |  |  | 0
17526235 |  | Walls |  | Basic Wall: C_WAL_CW_Concrete Wall Planted _T_600mm |  |  | Cast in Situ |  |  |  |  | 0
17526238 |  | Walls |  | Basic Wall: C_WAL_CW_Concrete Wall_T_370mm |  |  | Cast in Situ |  |  |  |  | 0
17526257 |  | Walls |  | Basic Wall: C_WAL_CW_Concrete Wall_T_350mm |  |  | Cast in Situ |  |  |  |  | 0.002748
17526258 |  | Walls |  | Basic Wall: C_WAL_CW_Concrete Wall_T_350mm |  |  | Cast in Situ |  |  |  |  | 0
17526259 |  | Walls |  | Basic Wall: C_WAL_CW_Concrete Wall_T_350mm |  |  | Cast in Situ |  |  |  |  | 0
17526260 |  | Walls |  | Basic Wall: C_WAL_CW_Concrete Wall_T_350mm |  |  | Cast in Situ |  |  |  |  | 0
17526261 |  | Walls |  | Basic Wall: C_WAL_CW_Concrete Wall_T_350mm |  |  | Cast in Situ |  |  |  |  | 0
17533950 |  | Floors | New Construction | Floor: C_SL_Concrete Slab_T_300mm | 01-01-01-14-006-30 | Suspended Slab | Cast in Situ |  |  | 171.23 |  | 48.3837
17534544 |  | Floors |  | Floor: C_SL_Concrete Slab_T_300mm | 01-01-01-14-006-30 | Suspended Slab | Cast in Situ |  |  | 171.23 |  | 0.0033846
17534552 |  | Floors |  | Floor: C_SL_Concrete Slab_T_300mm | 01-01-01-14-006-30 | Suspended Slab | Cast in Situ |  |  | 171.23 |  | 2.30699760170942E-05
17534556 |  | Floors |  | Floor: C_SL_Concrete Slab_T_300mm | 01-01-01-14-006-30 | Suspended Slab | Cast in Situ |  |  | 171.23 |  | 2.30699760170942E-05
17534557 |  | Floors |  | Floor: C_SL_Concrete Slab_T_300mm | 01-01-01-14-006-30 | Suspended Slab | Cast in Situ |  |  | 171.23 |  | 0.036939
17534558 |  | Floors |  | Floor: C_SL_Concrete Slab_T_300mm | 01-01-01-14-006-30 | Suspended Slab | Cast in Situ |  |  | 171.23 |  | 0.0099495
17534562 |  | Floors |  | Floor: C_SL_Concrete Slab_T_300mm | 01-01-01-14-006-30 | Suspended Slab | Cast in Situ |  |  | 171.23 |  | 0.020851
17534565 |  | Floors |  | Floor: C_SL_Concrete Slab_T_300mm | 01-01-01-14-005-30 | Suspended Slab | Cast in Situ |  |  | 155 |  | 0.1019
17534566 |  | Floors |  | Floor: C_SL_Concrete Slab_T_300mm | 01-01-01-14-005-30 | Suspended Slab | Cast in Situ |  |  | 155 |  | 2.30699760170944E-05
17534569 |  | Floors |  | Floor: C_SL_Concrete Slab_T_300mm | 01-01-01-14-005-30 | Suspended Slab | Cast in Situ |  |  | 155 |  | 2.30699760170944E-05
17556394 |  | Walls |  | Basic Wall: C_WAL_CW_Concrete Wall_T_500mm |  |  | Cast in Situ |  |  |  |  | 0
17560319 |  | Floors |  | Floor: C_SL_Concrete Slab_T_300mm | 01-01-01-07-003-30 | Suspended Slab | Cast in Situ |  |  | 155 |  | 0.011928
17560320 |  | Floors |  | Floor: C_SL_Concrete Slab_T_300mm | 01-01-01-07-003-30 | Suspended Slab | Cast in Situ |  |  | 155 |  | 0.011928
17560321 |  | Floors |  | Floor: C_SL_Concrete Slab_T_300mm | 01-01-01-07-003-30 | Suspended Slab | Cast in Situ |  |  | 155 |  | 0.011928
17560326 |  | Floors |  | Floor: C_SL_Concrete Slab_T_100mm | 01-01-01-07-003-30 | Suspended Slab | Cast in Situ |  |  | 155 |  | 0.009217
17561613 |  | Walls |  | Basic Wall: C_WAL_CW_Concrete Wall_T_300mm |  |  | Cast in Situ |  |  |  |  | 0
17561614 |  | Walls |  | Basic Wall: C_WAL_CW_Concrete Wall_T_300mm |  |  | Cast in Situ |  |  |  |  | 0
17576780 |  | Walls |  | Basic Wall: C_WAL_CW_Concrete Wall_T_500mm |  |  | Cast in Situ |  |  |  |  | 0
17576781 |  | Walls |  | Basic Wall: C_WAL_CW_Concrete Wall_T_500mm |  |  | Cast in Situ |  |  |  |  | 0
17576782 |  | Walls |  | Basic Wall: C_WAL_CW_Concrete Wall_T_500mm |  |  | Cast in Situ |  |  |  |  | 0.039228
17576783 |  | Walls |  | Basic Wall: C_WAL_CW_Concrete Wall_T_500mm |  |  | Cast in Situ |  |  |  |  | 0
17579755 |  | Walls |  | Basic Wall: C_WAL_CW_Concrete Wall_T_400mm |  |  | Cast in Situ |  |  |  |  | 1.8891
17580354 |  | Walls |  | Basic Wall: C_WAL_CW_Concrete Wall Planted_T_300mm |  |  | Cast in Situ |  |  |  |  | 0
17580355 |  | Walls |  | Basic Wall: C_WAL_CW_Concrete Wall Planted_T_300mm |  |  | Cast in Situ |  |  |  |  | 0
17580356 |  | Walls |  | Basic Wall: C_WAL_CW_Concrete Wall Planted_T_300mm |  |  | Cast in Situ |  |  |  |  | 0.0053003
17580357 |  | Walls |  | Basic Wall: C_WAL_CW_Concrete Wall Planted_T_300mm |  |  | Cast in Situ |  |  |  |  | 0.0094236
17580358 |  | Walls |  | Basic Wall: C_WAL_CW_Concrete Wall Planted_T_300mm |  |  | Cast in Situ |  |  |  |  | 0.0094236
17580359 |  | Walls |  | Basic Wall: C_WAL_CW_Concrete Wall Planted_T_300mm |  |  | Cast in Situ |  |  |  |  | 0
17580360 |  | Walls |  | Basic Wall: C_WAL_CW_Concrete Wall Planted_T_300mm |  |  | Cast in Situ |  |  |  |  | 0.0023554
17580361 |  | Floors |  | Floor: C_SL_Concrete Slab_T_400mm | 01-01-01-07-003-30 | Suspended Slab | Cast in Situ |  |  | 155 |  | 1.2464
17580452 |  | Walls |  | Basic Wall: C_WAL_CW_Concrete Wall_T_200mm |  |  | Cast in Situ |  |  |  |  | 0
17585955 |  | Walls |  | Basic Wall: C_WAL_CW_Concrete Wall_T_300mm |  |  | Cast in Situ |  |  |  |  | 0.00058899
17585956 |  | Walls |  | Basic Wall: C_WAL_CW_Concrete Wall_T_300mm |  |  | Cast in Situ |  |  |  |  | 0.0052901
17585957 |  | Walls |  | Basic Wall: C_WAL_CW_Concrete Wall_T_300mm |  |  | Cast in Situ |  |  |  |  | 0
17585958 |  | Walls |  | Basic Wall: C_WAL_CW_Concrete Wall_T_300mm |  |  | Cast in Situ |  |  |  |  | 0
17585959 |  | Walls |  | Basic Wall: C_WAL_CW_Concrete Wall_T_300mm |  |  | Cast in Situ |  |  |  |  | 0
17585960 |  | Walls |  | Basic Wall: C_WAL_CW_Concrete Wall Planted_T_300mm |  |  | Cast in Situ |  |  |  |  | 0
17585961 |  | Walls |  | Basic Wall: C_WAL_CW_Concrete Wall Planted_T_300mm |  |  | Cast in Situ |  |  |  |  | 0
17585962 |  | Walls |  | Basic Wall: C_WAL_CW_Concrete Wall Planted_T_300mm |  |  | Cast in Situ |  |  |  |  | 0
17585963 |  | Walls |  | Basic Wall: C_WAL_CW_Concrete Wall Planted_T_300mm |  |  | Cast in Situ |  |  |  |  | 0
17585964 |  | Walls |  | Basic Wall: C_WAL_CW_Concrete Wall_T_300mm |  |  | Cast in Situ |  |  |  |  | 0
17588597 |  | Walls |  | Basic Wall: C_WAL_CW_Concrete Wall_T_350mm |  |  | Cast in Situ |  |  |  |  | 0
17588598 |  | Walls |  | Basic Wall: C_WAL_CW_Concrete Wall_T_350mm |  |  | Cast in Situ |  |  |  |  | 0
17588599 |  | Walls |  | Basic Wall: C_WAL_CW_Concrete Wall_T_350mm |  |  | Cast in Situ |  |  |  |  | 0.010995
17612672 |  | Floors |  | Floor: C_SL_Concrete Slab_T_300mm | 01-01-01-15-003-30 | Suspended Slab | Cast in Situ |  |  | 155 |  | 0.0015079
17612676 |  | Floors |  | Floor: C_SL_Concrete Slab_T_300mm | 01-01-01-15-003-30 | Suspended Slab | Cast in Situ |  |  | 155 |  | 0.0015079
17612677 |  | Floors |  | Floor: C_SL_Concrete Slab_T_300mm | 01-01-01-15-003-30 | Suspended Slab | Cast in Situ |  |  | 155 |  | 0.0015079
17612689 |  | Floors | New Construction | Floor: C_SL_Concrete Slab_T_300mm Pour Strip | 01-01-01-16-003-30 | Suspended Slab | Cast in Situ |  |  | 155 |  | 1.9863
17762371 |  | Walls |  | Basic Wall: C_WAL_CW_Concrete Wall_T_1000mm |  |  | Cast in Situ |  |  |  |  | 0
17765031 |  | Walls |  | Basic Wall: C_WAL_CW_Concrete Wall_T_1000mm |  |  | Cast in Situ |  |  |  |  | 0
17770251 |  | Walls |  | Basic Wall: C_WAL_CW_Concrete Wall_T_350mm |  |  | Cast in Situ |  |  |  |  | 0.0035
17770252 |  | Walls |  | Basic Wall: C_WAL_CW_Concrete Wall_T_350mm |  |  | Cast in Situ |  |  |  |  | 0
17770879 |  | Walls |  | Basic Wall: C_WAL_CW_Concrete Wall_T_500mm |  |  | Cast in Situ |  |  |  |  | 0.0047501
17770880 |  | Walls |  | Basic Wall: C_WAL_CW_Concrete Wall_T_500mm |  |  | Cast in Situ |  |  |  |  | 0.0088339
17770881 |  | Walls |  | Basic Wall: C_WAL_CW_Concrete Wall_T_500mm |  |  | Cast in Situ |  |  |  |  | 0.0088339
17770882 |  | Walls |  | Basic Wall: C_WAL_CW_Concrete Wall_T_500mm |  |  | Cast in Situ |  |  |  |  | 0.0047501
17825721 |  | Walls |  | Basic Wall: C_WAL_CW_Concrete Wall Planted _T_600mm |  |  | Cast in Situ |  |  |  |  | 0.035714
17825739 |  | Walls |  | Basic Wall: C_WAL_CW_Concrete Wall_T_500mm |  |  | Cast in Situ |  |  |  |  | 0
17825842 |  | Walls |  | Basic Wall: C_WAL_CW_Concrete Wall_T_500mm |  |  | Cast in Situ |  |  |  |  | 0
17825843 |  | Walls |  | Basic Wall: C_WAL_CW_Concrete Wall_T_500mm |  |  | Cast in Situ |  |  |  |  | 0
17825844 |  | Walls |  | Basic Wall: C_WAL_CW_Concrete Wall_T_500mm |  |  | Cast in Situ |  |  |  |  | 0
17825845 |  | Walls |  | Basic Wall: C_WAL_CW_Concrete Wall_T_500mm |  |  | Cast in Situ |  |  |  |  | 0
17825846 |  | Walls |  | Basic Wall: C_WAL_CW_Concrete Wall_T_500mm |  |  | Cast in Situ |  |  |  |  | 0
17825847 |  | Walls |  | Basic Wall: C_WAL_CW_Concrete Wall_T_500mm |  |  | Cast in Situ |  |  |  |  | 0.015708
17825848 |  | Walls |  | Basic Wall: C_WAL_CW_Concrete Wall Planted _T_600mm |  |  | Cast in Situ |  |  |  |  | 0
17825849 |  | Walls |  | Basic Wall: C_WAL_CW_Concrete Wall Planted _T_600mm |  |  | Cast in Situ |  |  |  |  | 0
17825850 |  | Walls |  | Basic Wall: C_WAL_CW_Concrete Wall Planted _T_600mm |  |  | Cast in Situ |  |  |  |  | 0.062834
17825851 |  | Walls |  | Basic Wall: C_WAL_CW_Concrete Wall Planted _T_600mm |  |  | Cast in Situ |  |  |  |  | 0
17826518 |  | Walls |  | Basic Wall: C_WAL_CW_Concrete Wall_T_350mm |  |  | Cast in Situ |  |  |  |  | 0.01225
17826520 |  | Walls |  | Basic Wall: C_WAL_CW_Concrete Wall_T_350mm |  |  | Cast in Situ |  |  |  |  | 0
17826521 |  | Walls |  | Basic Wall: C_WAL_CW_Concrete Wall_T_350mm |  |  | Cast in Situ |  |  |  |  | 0
17826522 |  | Walls |  | Basic Wall: C_WAL_CW_Concrete Wall_T_350mm |  |  | Cast in Situ |  |  |  |  | 0
17826523 |  | Walls |  | Basic Wall: C_WAL_CW_Concrete Wall_T_737mm |  |  | Cast in Situ |  |  |  |  | 0
17826524 |  | Walls |  | Basic Wall: C_WAL_CW_Concrete Wall_T_350mm |  |  | Cast in Situ |  |  |  |  | 0.002748
17826525 |  | Walls |  | Basic Wall: C_WAL_CW_Concrete Wall_T_737mm |  |  | Cast in Situ |  |  |  |  | 0
17826526 |  | Walls |  | Basic Wall: C_WAL_CW_Concrete Wall Planted_T_950mm |  |  | Cast in Situ |  |  |  |  | 0
17826527 |  | Walls |  | Basic Wall: C_WAL_CW_Concrete Wall_T_350mm |  |  | Cast in Situ |  |  |  |  | 0
17826528 |  | Walls |  | Basic Wall: C_WAL_CW_Concrete Wall_T_350mm |  |  | Cast in Situ |  |  |  |  | 0
17826529 |  | Walls |  | Basic Wall: C_WAL_CW_Concrete Wall_T_350mm |  |  | Cast in Situ |  |  |  |  | 0.0017581
17826530 |  | Walls |  | Basic Wall: C_WAL_CW_Concrete Wall_T_350mm |  |  | Cast in Situ |  |  |  |  | 0
17826531 |  | Walls |  | Basic Wall: C_WAL_CW_Concrete Wall_T_350mm |  |  | Cast in Situ |  |  |  |  | 0
17826532 |  | Walls |  | Basic Wall: C_WAL_CW_Concrete Wall_T_350mm |  |  | Cast in Situ |  |  |  |  | 0
17827201 |  | Walls |  | Basic Wall: C_WAL_PW_Planted Wall_T_350mm |  |  | Cast in Situ |  |  |  |  | 0.00068623
17836546 |  | Generic Models | New Construction | ATC_Floor Opening (Round): Ø 200
17836547 |  | Generic Models | New Construction | ATC_Floor Opening (Round): Ø 200
17836548 |  | Generic Models | New Construction | ATC_Floor Opening (Round): Ø 200
17836549 |  | Generic Models | New Construction | ATC_Floor Opening (Round): Ø 200
17841275 |  | Generic Models | New Construction | ATC_Coo Point: ATC_Coo Point
17896253 |  | Floors | New Construction | Floors 49: Floors 2 | 01-01-01-16-006-30 | Upstand | Cast in Situ |  |  | 175.03 |  | 1.6906
17896511 |  | Floors | New Construction | Floors 70: Floors 2 | 01-01-01-16-006-30 | Upstand | Cast in Situ |  |  | 175.03 |  | 1.6906
18039513 |  | Floors | New Construction | Floor: C_SL_Concrete Slab_T_400mm | 01-01-01-16-003-30 | Suspended Slab | Cast in Situ |  |  | 155 |  | 56.2088
18039647 |  | Floors | Existing - ATC | Floor: C_SL_Concrete Slab_T_400mm | 01-01-01-16-003-30 | Suspended Slab | Cast in Situ |  |  | 155 |  | 26.0412
18039715 |  | Floors | New Construction | Floor: C_SL_Concrete Slab_T_400mm | 01-01-01-07-003-30 | Suspended Slab | Cast in Situ |  |  | 155 |  | 34.6399
18043871 |  | Floors | New Construction | Floor: C_SL_Concrete Slab_T_300mm | 01-01-01-16-003-30 | Suspended Slab | Cast in Situ |  |  | 155 |  | 24.3961
18044170 |  | Floors | New Construction | Floor: C_SL_Concrete Slab_T_300mm | 01-01-01-16-003-30 | Suspended Slab | Cast in Situ |  |  | 155 |  | 31.6985
18046694 |  | Floors | Existing - ATC | Floor: C_SL_Concrete Slab_T_350mm | 01-01-01-14-003-30 | Suspended Slab | Cast in Situ |  |  | 155 |  | 28.8227
18050591 |  | Floors | New Construction | Floor: C_SL_Concrete Slab_T_300mm | 01-01-01-07-005-30 | Suspended Slab | Cast in Situ |  |  | 155 |  | 1.6608
18055797 |  | Floors | Existing - ATC | Floor: C_SL_Concrete Slab_T_400mm | 01-01-01-16-003-30 | Suspended Slab | Cast in Situ |  |  | 155 |  | 64.6381
18056454 |  | Floors | Existing - ATC | Floor: C_SL_Concrete Slab_T_450mm | 01-01-01-15-003-30 | Suspended Slab | Cast in Situ |  |  | 155 |  | 4.9174
18061516 |  | Floors | New Construction | Floor: C_SL_Concrete Slab_T_300mm | 01-01-01-07-006-30 | Suspended Slab | Cast in Situ |  |  | 171.23 |  | 36.4109
18864116 |  | Ramps | New Construction | Ramp: Ramp_300 | 01-01-01-16-001-30 | Slab On Grade | Cast In Situ |  |  | 155
18864425 |  | Ramps | New Construction | Ramp: Ramp_300 | 01-01-01-16-001-30 | Slab On Grade | Cast In Situ |  |  | 155
18865621 |  | Structural Framing | New Construction | C_BEA_CB_Concrete Beams Special_01: C_BEA_CB_Concrete Beams Special_01 | 01-01-01-07-003-30 | Suspended Beam | Cast in Situ |  |  | 460.63 | 57.8914 | 17.3732
18866794 |  | Structural Framing | New Construction | C_BEA_CB_Concrete Beams Special_02: C_BEA_CB_Concrete Beams Special_02 | 01-01-01-07-003-30 | Suspended Beam | Cast in Situ |  |  | 460.63 | 55.2025 | 16.5654
18867870 |  | Structural Framing | New Construction | C_BEA_CB_Concrete Beams Special_03: C_BEA_CB_Concrete Beams Special_03 | 01-01-01-07-003-30 | Suspended Beam | Cast in Situ |  |  | 460.63 | 50.0671 | 15.0248
18869237 |  | Structural Framing | New Construction | C_BEA_CB_Concrete Beams Corbels_05: C_BEA_CB_Concrete Beams Corbels_05 | 01-01-01-14-006-30 | Suspended Beam | Cast in Situ |  |  | 218.61 | 3.2322 | 1.4545
18870327 |  | Structural Framing | New Construction | C_BEA_CB_Concrete Beams Corbels_06: C_BEA_CB_Concrete Beams Corbels_06 | 01-01-01-14-006-30 | Suspended Beam | Cast in Situ |  |  | 218.61 | 3.2053 | 1.4424
18871675 |  | Structural Framing | New Construction | C_BEA_CB_Concrete Beams Corbels_07: C_BEA_CB_Concrete Beams Corbels_07 | 01-01-01-14-006-30 | Suspended Beam | Cast in Situ |  |  | 218.61 | 3.3309 | 1.4989
18872823 |  | Structural Framing | New Construction | C_BEA_CB_Concrete Beams Corbels_08: C_BEA_CB_Concrete Beams Corbels_08 | 01-01-01-14-006-30 | Suspended Beam | Cast in Situ |  |  | 218.61 | 2.7036 | 1.2166
18878735 |  | Structural Framing | New Construction | C_BEA_CB_Concrete Beams Piano_01: C_BEA_CB_Concrete Beams Piano_01 | 01-01-01-16-004-30 | Suspended Beam | Cast in Situ |  |  | 397.69 | 20.1334 | 5.3786
18878747 |  | Structural Framing | New Construction | C_BEA_CB_Concrete Beams Piano_02: C_BEA_CB_Concrete Beams Piano_02 | 01-01-01-16-004-30 | Suspended Beam | Cast in Situ |  |  | 397.69 | 17.3255 | 4.6314
18878755 |  | Structural Framing | New Construction | C_BEA_CB_Concrete Beams Piano_03: C_BEA_CB_Concrete Beams Piano_03 | 01-01-01-16-004-30 | Suspended Beam | Cast in Situ |  |  | 397.69 | 21.1082 | 5.6461
18878763 |  | Structural Framing | New Construction | C_BEA_CB_Concrete Beams Piano_04: C_BEA_CB_Concrete Beams Piano_04 | 01-01-01-16-004-30 | Suspended Beam | Cast in Situ |  |  | 397.69 | 17.4346 | 4.6571
18886298 |  | Structural Framing | New Construction | C_BEA_CB_Concrete Beams Piano_05: C_BEA_CB_Concrete Beams Piano_013 | 01-01-01-16-004-30 | Suspended Beam | Cast in Situ |  |  | 397.69 | 21.9788 | 5.8559
18886304 |  | Structural Framing | New Construction | C_BEA_CB_Concrete Beams Piano_06: C_BEA_CB_Concrete Beams Piano_06 | 01-01-01-16-004-30 | Suspended Beam | Cast in Situ |  |  | 397.69 | 6.2442 | 1.5984
18886310 |  | Structural Framing | New Construction | C_BEA_CB_Concrete Beams Piano_07: C_BEA_CB_Concrete Beams Piano_07 | 01-01-01-16-004-30 | Suspended Beam | Cast in Situ |  |  | 397.69 | 15.9145 | 4.1083
18887377 |  | Structural Framing | New Construction | C_BEA_CB_Concrete Beams Piano_08: C_BEA_CB_Concrete Beams Piano_08 | 01-01-01-16-004-30 | Suspended Beam | Cast in Situ |  |  | 397.69 | 14.4451 | 3.7575
18887386 |  | Structural Framing | New Construction | C_BEA_CB_Concrete Beams Piano_09: C_BEA_CB_Concrete Beams Piano_09 | 01-01-01-16-004-30 | Suspended Beam | Cast in Situ |  |  | 397.69 | 12.8968 | 3.3756
18887392 |  | Structural Framing | New Construction | C_BEA_CB_Concrete Beams Piano_10: C_BEA_CB_Concrete Beams Piano_010 | 01-01-01-16-004-30 | Suspended Beam | Cast in Situ |  |  | 397.69 | 21.5696 | 5.6614
18887398 |  | Structural Framing | New Construction | C_BEA_CB_Concrete Beams Piano_11: C_BEA_CB_Concrete Beams Piano_011 | 01-01-01-16-004-30 | Suspended Beam | Cast in Situ |  |  | 397.69 | 20.6287 | 5.433
18887404 |  | Structural Framing | New Construction | C_BEA_CB_Concrete Beams Piano_12: C_BEA_CB_Concrete Beams Piano_012 | 01-01-01-16-004-30 | Suspended Beam | Cast in Situ |  |  | 397.69 | 19.0789 | 5.0581
18932455 |  | Structural Framing | New Construction | C_BEA_CB_Concrete Beam Special1: C_BEA_CB_Concrete Beam Special1 | 01-01-01-16-004-30 | Suspended Beam | Cast in Situ |  |  | 397.69 | 0.75094 | 0.080626
18932471 |  | Structural Framing | New Construction | C_BEA_CB_Concrete Beam Special2: C_BEA_CB_Concrete Beam Special2 | 01-01-01-16-004-30 | Suspended Beam | Cast in Situ |  |  | 397.69 | 5.8047 | 1.7383
18932477 |  | Structural Framing | New Construction | C_BEA_CB_Concrete Beam Special3: C_BEA_CB_Concrete Beam Special3 | 01-01-01-16-004-30 | Suspended Beam | Cast in Situ |  |  | 397.69 | 13.6542 | 4.0923
18932483 |  | Structural Framing | New Construction | C_BEA_CB_Concrete Beam Special4: C_BEA_CB_Concrete Beam Special4 | 01-01-01-16-004-30 | Suspended Beam | Cast in Situ |  |  | 397.69 | 10.7439 | 3.2189
18932489 |  | Structural Framing | New Construction | C_BEA_CB_Concrete Beam Special5: C_BEA_CB_Concrete Beam Special5 | 01-01-01-16-004-30 | Suspended Beam | Cast in Situ |  |  | 397.69 | 13.288 | 3.9824
18932495 |  | Structural Framing | New Construction | C_BEA_CB_Concrete Beam Special6: C_BEA_CB_Concrete Beam Special6 | 01-01-01-16-004-30 | Suspended Beam | Cast in Situ |  |  | 397.69 | 9.9645 | 2.9853
18932501 |  | Structural Framing | New Construction | C_BEA_CB_Concrete Beam Special7: C_BEA_CB_Concrete Beam Special7 | 01-01-01-16-004-30 | Suspended Beam | Cast in Situ |  |  | 397.69 | 9.9631 | 2.9851
18932507 |  | Structural Framing | New Construction | C_BEA_CB_Concrete Beam Special8: C_BEA_CB_Concrete Beam Special8 | 01-01-01-16-004-30 | Suspended Beam | Cast in Situ |  |  | 397.69 | 13.4446 | 4.0303
18932513 |  | Structural Framing | New Construction | C_BEA_CB_Concrete Beam Special9: C_BEA_CB_Concrete Beam Special9 | 01-01-01-16-004-30 | Suspended Beam | Cast in Situ |  |  | 397.69 | 13.1436 | 3.9392
18932519 |  | Structural Framing | New Construction | C_BEA_CB_Concrete Beam Special10: C_BEA_CB_Concrete Beam Special10 | 01-01-01-16-004-30 | Suspended Beam | Cast in Situ |  |  | 397.69 | 13.0525 | 3.9119
18932525 |  | Structural Framing | New Construction | C_BEA_CB_Concrete Beam Special11: C_BEA_CB_Concrete Beam Special11 | 01-01-01-16-004-30 | Suspended Beam | Cast in Situ |  |  | 397.69 | 5.4213 | 1.6233
18932531 |  | Structural Framing | New Construction | C_BEA_CB_Concrete Beam Special12: C_BEA_CB_Concrete Beam Special12 | 01-01-01-16-004-30 | Suspended Beam | Cast in Situ |  |  | 397.69 | 10.5674 | 3.1646
18932537 |  | Structural Framing | New Construction | C_BEA_CB_Concrete Beam Special13: C_BEA_CB_Concrete Beam Special13 | 01-01-01-16-004-30 | Suspended Beam | Cast in Situ |  |  | 397.69 | 12.4913 | 3.7439
18932543 |  | Structural Framing | New Construction | C_BEA_CB_Concrete Beam Special14: C_BEA_CB_Concrete Beam Special14 | 01-01-01-16-004-30 | Suspended Beam | Cast in Situ |  |  | 397.69 | 16.0593 | 4.8094
18932549 |  | Structural Framing | New Construction | C_BEA_CB_Concrete Beam Special15: C_BEA_CB_Concrete Beam Special15 | 01-01-01-16-004-30 | Suspended Beam | Cast in Situ |  |  | 397.69 | 5.2163 | 1.5624
18932555 |  | Structural Framing | New Construction | C_BEA_CB_Concrete Beam Special16: C_BEA_CB_Concrete Beam Special16 | 01-01-01-16-004-30 | Suspended Beam | Cast in Situ |  |  | 397.69 | 0.86912 | 0.108
18932561 |  | Structural Framing | New Construction | C_BEA_CB_Concrete Beam Special17: C_BEA_CB_Concrete Beam Special17 | 01-01-01-16-004-30 | Suspended Beam | Cast in Situ |  |  | 397.69 | 0.43456 | 0.027
18932567 |  | Structural Framing | New Construction | C_BEA_CB_Concrete Beam Special18: C_BEA_CB_Concrete Beam Special18 | 01-01-01-07-005-30 | Suspended Beam | Cast in Situ |  |  |  | 16.9393 | 7.907
18932573 |  | Structural Framing | New Construction | C_BEA_CB_Concrete Beam Special19: C_BEA_CB_Concrete Beam Special19 | 01-01-01-07-005-30 | Suspended Beam | Cast in Situ |  |  |  | 16.4342 | 1.6434
18932579 |  | Structural Framing | Existing - ATC | C_BEA_CB_Concrete Beam Special20: C_BEA_CB_Concrete Beam Special20 | 01-01-01-14-006-30 | Suspended Beam | Cast in Situ |  |  | 333.51 | 9.5684 | 2.8705
18934009 |  | Structural Framing | Existing - ATC | C_BEA_CB_Concrete Beam Special21: C_BEA_CB_Concrete Beam Special21 | 01-01-01-16-003-30 | Suspended Beam | Cast in Situ |  |  | 460.63 | 3.1991 | 0.23993
18950134 |  | Structural Framing | Existing - ATC | Concrete Wall: Wall | 01-01-01-14-006-30 | Wall | Cast in Situ |  |  | 175.03 | 7.0515 | 1.6317
18952047 |  | Structural Framing | Existing - ATC | Concrete Wall 1: Concrete Wall 1 | 01-01-01-14-006-30 | Wall | Cast in Situ |  |  | 175.03 | 9.4636 | 1.8223
18952989 |  | Structural Framing | Existing - ATC | Concrete Wall 2: Concrete Wall 2 | 01-01-01-07-003-30 | Wall | Cast in Situ |  |  | 163.8 | 42.8116 | 4.6673
18959931 |  | Floors | New Construction | Floor: C_SL_Concrete Slab_T_300mm | 01-01-01-14-006-30 | Suspended Slab | Cast in Situ |  |  | 171.23 |  | 20.3179
18960018 |  | Floors |  | Floor: C_SL_Concrete Slab_T_300mm | 01-01-01-14-006-30 | Suspended Slab | Cast in Situ |  |  | 171.23 |  | 0.098117
18960019 |  | Floors |  | Floor: C_SL_Concrete Slab_T_300mm | 01-01-01-14-006-30 | Suspended Slab | Cast in Situ |  |  | 171.23 |  | 2.30699760170942E-05
18960020 |  | Floors |  | Floor: C_SL_Concrete Slab_T_300mm | 01-01-01-14-006-30 | Suspended Slab | Cast in Situ |  |  | 171.23 |  | 0.00026437
18960021 |  | Floors |  | Floor: C_SL_Concrete Slab_T_300mm | 01-01-01-14-006-30 | Suspended Slab | Cast in Situ |  |  | 171.23 |  | 0.0006118
18960022 |  | Floors |  | Floor: C_SL_Concrete Slab_T_300mm | 01-01-01-14-006-30 | Suspended Slab | Cast in Situ |  |  | 171.23 |  | 0.00026437
18960023 |  | Floors |  | Floor: C_SL_Concrete Slab_T_300mm | 01-01-01-14-006-30 | Suspended Slab | Cast in Situ |  |  | 171.23 |  | 2.30699760170942E-05
18960024 |  | Floors |  | Floor: C_SL_Concrete Slab_T_300mm | 01-01-01-14-006-30 | Suspended Slab | Cast in Situ |  |  | 171.23 |  | 0.036939
18960025 |  | Floors |  | Floor: C_SL_Concrete Slab_T_300mm | 01-01-01-14-006-30 | Suspended Slab | Cast in Situ |  |  | 171.23 |  | 0.0099495
18960027 |  | Floors |  | Floor: C_SL_Concrete Slab_T_300mm | 01-01-01-14-006-30 | Suspended Slab | Cast in Situ |  |  | 171.23 |  | 0.020851
18960028 |  | Floors |  | Floor: C_SL_Concrete Slab_T_300mm | 01-01-01-14-006-30 | Suspended Slab | Cast in Situ |  |  | 171.23 |  | 0.023196
18962535 |  | Structural Framing | New Construction | C_BEA_CB_Concrete Beams Special_27: C_BEA_CB_Concrete Beams Special_27 | 01-01-01-14-006-30 | Suspended Beam | Cast in Situ |  |  | 333.51 |  | 2.5455
18968483 |  | Floors | New Construction | Floor: 175 White | 01-01-01-07-005-30 | Suspended Slab | Cast in Situ |  |  |  |  | 14.0316
18968500 |  | Generic Models | New Construction | ATC_Floor Opening (Round): Ø 200
18968501 |  | Generic Models | New Construction | ATC_Floor Opening (Round): Ø 200
18968502 |  | Generic Models | New Construction | ATC_Floor Opening (Round): Ø 200
18968503 |  | Generic Models | New Construction | ATC_Floor Opening (Round): Ø 67
18968504 |  | Generic Models | New Construction | ATC_Floor Opening: 353 x 353 x 75
18968505 |  | Generic Models | New Construction | ATC_Floor Opening: 353 x 353 x 75
18968506 |  | Generic Models | New Construction | ATC_Floor Opening: 353 x 353 x 75
18968507 |  | Generic Models | New Construction | ATC_Floor Opening: 353 x 353 x 75
18968508 |  | Generic Models | New Construction | ATC_Floor Opening: 353 x 353 x 75
18968509 |  | Generic Models | New Construction | ATC_Floor Opening: 353 x 353 x 75
18968510 |  | Generic Models | New Construction | ATC_Floor Opening (Round): Ø 200
18968511 |  | Generic Models | New Construction | ATC_Floor Opening (Round): Ø 200
18968512 |  | Generic Models | New Construction | ATC_Floor Opening (Round): Ø 200
18968513 |  | Generic Models | New Construction | ATC_Floor Opening (Round): Ø 67
18968514 |  | Generic Models | New Construction | ATC_Floor Opening: 353 x 353 x 75
18968515 |  | Generic Models | New Construction | ATC_Floor Opening: 353 x 353 x 75
18968516 |  | Generic Models | New Construction | ATC_Floor Opening (Round): Ø 67
18968517 |  | Generic Models | New Construction | ATC_Floor Opening (Round): Ø 67
18968518 |  | Generic Models | New Construction | ATC_Floor Opening (Round): Ø 67
18968519 |  | Generic Models | New Construction | ATC_Floor Opening (Round): Ø 67
18968520 |  | Generic Models | New Construction | ATC_Floor Opening (Round): Ø 67
18968521 |  | Generic Models | New Construction | ATC_Floor Opening (Round): Ø 67
18968522 |  | Generic Models | New Construction | ATC_Floor Opening (Round): Ø 200
18968523 |  | Generic Models | New Construction | ATC_Floor Opening (Round): Ø 253
18968524 |  | Generic Models | New Construction | ATC_Floor Opening (Round): Ø 67
18968534 |  | Generic Models | New Construction | ATC_Floor Opening (Round): Ø 200
18968535 |  | Generic Models | New Construction | ATC_Floor Opening: 353 x 353 x 75
18968536 |  | Generic Models | New Construction | ATC_Floor Opening: 353 x 353 x 75
18968537 |  | Generic Models | New Construction | ATC_Floor Opening: 120x120x200
18968538 |  | Generic Models | New Construction | ATC_Floor Opening: 353 x 353 x 75
18968539 |  | Generic Models | New Construction | ATC_Floor Opening: 160x160x200
18968540 |  | Generic Models | New Construction | ATC_Floor Opening: 160x160x200
18968541 |  | Generic Models | New Construction | ATC_Floor Opening: 160x160x200
18968542 |  | Generic Models | New Construction | ATC_Floor Opening: 160x160x200
18968543 |  | Generic Models | New Construction | ATC_Floor Opening: 160x160x200
18968544 |  | Generic Models | New Construction | ATC_Floor Opening: 160x160x200
18968545 |  | Generic Models | New Construction | ATC_Floor Opening: 160x160x200
18968546 |  | Generic Models | New Construction | ATC_Floor Opening: 160x160x200
18968547 |  | Generic Models | New Construction | ATC_Floor Opening: 160x160x200
18968548 |  | Generic Models | New Construction | ATC_Floor Opening: 160x160x200
18968549 |  | Generic Models | New Construction | ATC_Floor Opening: 600x500x200
18968550 |  | Generic Models | New Construction | ATC_Floor Opening: 600x500x200
18968551 |  | Generic Models | New Construction | ATC_Floor Opening (Round): Ø 67
18969021 |  | Floors | New Construction | Floor: 200 White | 01-01-01-07-005-30 | Suspended Slab | Cast in Situ |  |  |  |  | 6.6321
18969049 |  | Floors | New Construction | Floor: 600_WHITE 2 | 01-01-01-07-005-30 | Suspended Beam | Cast in Situ |  |  |  |  | 4.9287
18969121 |  | Generic Models | New Construction | ATC_Floor Opening (Round): Ø 200
18969122 |  | Generic Models | New Construction | ATC_Floor Opening (Round): Ø 200
18969123 |  | Generic Models | New Construction | ATC_Floor Opening (Round): Ø 200
18969124 |  | Generic Models | New Construction | ATC_Floor Opening (Round): Ø 200
18969125 |  | Generic Models | New Construction | ATC_Floor Opening (Round): Ø 200
18969126 |  | Generic Models | New Construction | ATC_Floor Opening (Round): Ø 200
18969127 |  | Generic Models | New Construction | ATC_Floor Opening (Round): Ø 200
18969128 |  | Generic Models | New Construction | ATC_Floor Opening (Round): Ø 200
18969129 |  | Generic Models | New Construction | ATC_Floor Opening (Round): Ø 200
18969130 |  | Generic Models | New Construction | ATC_Floor Opening (Round): Ø 200
18969131 |  | Generic Models | New Construction | ATC_Floor Opening (Round): Ø 200
18969132 |  | Generic Models | New Construction | ATC_Floor Opening (Round): Ø 200
18969133 |  | Generic Models | New Construction | ATC_Floor Opening (Round): Ø 200
18969134 |  | Generic Models | New Construction | ATC_Floor Opening (Round): Ø 200
18969135 |  | Generic Models | New Construction | ATC_Floor Opening (Round): Ø 200
18969136 |  | Generic Models | New Construction | ATC_Floor Opening (Round): Ø 200
18969137 |  | Generic Models | New Construction | ATC_Floor Opening (Round): Ø 200
18969928 |  | Floors | New Construction | Floor: 200 White | 01-01-01-14-006-30 | Suspended Slab | Cast in Situ |  |  |  |  | 6.2254
18969942 |  | Floors | New Construction | Floor: 175 White | 01-01-01-14-006-30 | Suspended Beam | Cast in Situ |  |  |  |  | 0.54375
18969953 |  | Floors | New Construction | Floor: 600_WHITE 2 | 01-01-01-14-006-30 | Suspended Beam | Cast in Situ |  |  |  |  | 7.2277
18969998 |  | Generic Models | New Construction | ATC_Floor Opening (Round): Ø 200
18970003 |  | Generic Models | New Construction | ATC_Floor Opening (Round): Ø 200
18970006 |  | Generic Models | New Construction | ATC_Floor Opening (Round): Ø 200
18970007 |  | Generic Models | New Construction | ATC_Floor Opening (Round): Ø 200
18970008 |  | Generic Models | New Construction | ATC_Floor Opening (Round): Ø 200
18970009 |  | Generic Models | New Construction | ATC_Floor Opening (Round): Ø 200
18970015 |  | Generic Models | New Construction | ATC_Floor Opening (Round): Ø 200
18970017 |  | Generic Models | New Construction | ATC_Floor Opening (Round): Ø 200
18970018 |  | Generic Models | New Construction | ATC_Floor Opening (Round): Ø 200
18970026 |  | Generic Models | New Construction | ATC_Floor Opening (Round): Ø 200
18970027 |  | Generic Models | New Construction | ATC_Floor Opening (Round): Ø 200
18970029 |  | Generic Models | New Construction | ATC_Floor Opening (Round): Ø 200
18970129 |  | Floors | New Construction | Floor: 175 White 3 | 01-01-01-14-006-30 | Suspended Slab | Cast in Situ |  |  |  |  | 15.4386
18970145 |  | Generic Models | New Construction | ATC_Floor Opening (Round): Ø 200
18970146 |  | Generic Models | New Construction | ATC_Floor Opening (Round): Ø 200
18970147 |  | Generic Models | New Construction | ATC_Floor Opening (Round): Ø 200
18970148 |  | Generic Models | New Construction | ATC_Floor Opening (Round): Ø 200
18970149 |  | Generic Models | New Construction | ATC_Floor Opening (Round): Ø 67
18970150 |  | Generic Models | New Construction | ATC_Floor Opening (Round): Ø 67
18970151 |  | Generic Models | New Construction | ATC_Floor Opening (Round): Ø 67
18970152 |  | Generic Models | New Construction | ATC_Floor Opening (Round): Ø 200
18970153 |  | Generic Models | New Construction | ATC_Floor Opening (Round): Ø 67
18970154 |  | Generic Models | New Construction | ATC_Floor Opening (Round): Ø 67
18970155 |  | Generic Models | New Construction | ATC_Floor Opening (Round): Ø 67
18970156 |  | Generic Models | New Construction | ATC_Floor Opening (Round): Ø 67
18970157 |  | Generic Models | New Construction | ATC_Floor Opening (Round): Ø 200
18970158 |  | Generic Models | New Construction | ATC_Floor Opening (Round): Ø 200
18970159 |  | Generic Models | New Construction | ATC_Floor Opening (Round): Ø 200
18970160 |  | Generic Models | New Construction | ATC_Floor Opening (Round): Ø 67
18970161 |  | Generic Models | New Construction | ATC_Floor Opening (Round): Ø 67
18970162 |  | Generic Models | New Construction | ATC_Floor Opening (Round): Ø 67
18970163 |  | Generic Models | New Construction | ATC_Floor Opening (Round): Ø 200
18970164 |  | Generic Models | New Construction | ATC_Floor Opening (Round): Ø 200

## Sheet5
Program Codes | Model Codes
01-01-01-04-009-30 | 01-01-01-16-002-30
01-01-01-05-009-30 | 01-01-01-07-002-30
01-01-01-02-009-30 | 01-01-01-07-003-30
01-01-01-03-009-30 | 01-01-01-07-007-30
01-01-01-03-010-30 | 01-01-01-07-004-30
01-01-01-01-009-30 | 01-01-01-16-003-30
01-01-01-06-008-30 | 01-01-01-16-004-30
01-01-01-17-001-30 | 01-01-01-08-003-30
01-01-01-10-002-30 | 01-01-01-16-006-30
01-01-01-17-002-30 | 01-01-01-07-006-30
01-01-01-09-003-30 | 01-01-01-07-005-30
01-01-01-10-003-30 | 01-01-01-14-006-30
01-01-01-11-003-30 | 01-01-01-14-007-30
01-01-01-12-003-30 | 01-01-01-14-005-30
01-01-01-13-003-30 | 01-01-01-07-001-30
01-01-01-16-003-30 | 01-01-01-15-002-30
01-01-01-17-003-30 | 01-01-01-14-001-30
01-01-01-15-003-30 | 01-01-01-14-003-30
01-01-01-07-004-30 | 01-01-01-14-004-30
01-01-01-08-004-30 | 01-01-01-15-004-30
01-01-01-09-004-30 | 01-01-01-15-001-30
01-01-01-10-004-30 | 01-01-01-15-005-30
01-01-01-11-004-30 | 01-01-01-15-003-30
01-01-01-13-004-30 | 01-01-01-16-001-30
01-01-01-14-004-30 | 01-01-01-16-005-30
01-01-01-15-004-30 | 01-01-01-14-002-30
01-01-01-16-004-30
01-01-01-17-004-30
01-01-01-07-005-30
01-01-01-08-005-30
01-01-01-09-005-30
01-01-01-10-005-30
01-01-01-11-005-30
01-01-01-13-005-30
01-01-01-14-005-30
01-01-01-16-005-30
01-01-01-17-005-30
01-01-01-07-006-30
01-01-01-08-006-30
01-01-01-09-006-30
01-01-01-11-006-30
01-01-01-13-006-30
01-01-01-14-006-30
01-01-01-07-007-30
01-01-01-08-007-30
01-01-01-09-007-30
01-01-01-13-007-30
01-01-01-14-007-30
01-01-01-18-001-30
01-01-01-18-003-30
01-01-01-19-004-30
01-01-01-19-001-30
01-01-02-21-012-08
01-01-02-21-012-07
01-01-02-22-012-08
01-01-02-22-012-07
01-01-02-23-012-08
01-01-02-24-012-08
01-01-02-24-012-06
01-01-02-25-012-08
01-01-02-25-012-06
01-01-02-26-012-08
01-01-02-26-012-06
01-01-02-27-012-08
01-01-02-28-012-08
01-01-02-29-013-09
01-01-02-29-013-06
01-01-02-30-013-09
01-01-02-30-013-07
01-01-02-31-013-09
01-01-02-31-013-07
01-01-02-32-013-09
01-01-02-32-013-07
01-01-02-33-013-09
01-01-02-33-013-07
01-01-02-34-013-09
01-01-02-34-013-07
01-01-02-35-013-09
01-01-02-35-013-06
01-01-02-36-013-09
01-01-02-36-013-06
01-01-02-37-013-09
01-01-02-21-012-30
01-01-02-25-012-30
01-01-02-26-012-30
01-01-03-38-014-11
01-01-03-38-014-12
01-01-03-39-014-13
01-01-04-40-014-30
01-01-04-37-014-30
01-01-04-52-014-70
01-01-04-52-014-30

## Sheet4
709651 | 709651,712929,713487,806178,2598458,2811263,2834891,2834958,3581430,3581469,3603487,3701111,3701112,3774587,3774817,3774936,4266004,4289564,4877037,5022212,5022276,5022310,5022333,5022446,5022480,5022515,5022545,5790493,5897403,6780554,6780566,6780578,6780602,6780615,7073135,8032132,8269611,8799814,9137394,9157085,9246528,9421043,9421131,9425241,9425297,9425355,9425413,9449057,9449240,9449329,9567565,9807210,9822998,9881155,9896765,9896802,10001860,10001862,10001863,10001864,10001865,10001866,10001867,10001868,10001869,10001870,10001871,10001872,10001873,10001874,10001875,10001876,10001877,10001878,10001879,10001880,10001881,10001882,10001883,10001884,10001885,10001886,10001887,10001888,10001889,10001890,10001891,10001892,10001893,10001894,10001895,10001896,10001897,10001898,10001899,10001900,10001901,10001902,10001903,10001904,10001905,10001906,10001907,10001908,10001909,10001910,10001911,10001912,10001913,10001914,10001915,10001916,10001917,10001918,10001919,10001920,10001921,10001922,10001923,10001924,10001925,10003408,10003505,10003618,10003681,10003780,10003881,10004096,10004217,10004288,10004381,10004442,10004507,10004554,10004595,10004718,10004837,10004912,10004989,10005130,10005217,10005276,10005345,10005416,10005439,10005464,10005565,10005672,10005697,10005716,10005741,10005780,10007272,10007311,10007326,10007345,10007432,10007459,10007500,10007557,10007576,10007631,10007690,10007739,10007810,10007895,10007920,10008071,10008208,10008323,10008340,10008409,10008432,10008477,10008556,10008647,10008772,10008847,10008934,10008993,10009028,10009059,10009082,10009113,10009134,10009223,10009244,10009267,10009328,10009355,10009408,10009433,10009498,10009517,10009548,10009601,10009624,10009657,10009680,10009701,10172146,10172147,10172148,10172149,10172150,10172151,10172152,10172153,10172154,10172155,10172156,10172157,10172158,10172159,10172160,10172161,10172162,10172163,10172164,10172165,10172166,10172167,10172168,10172169,10172170,10172171,10172172,10172173,10172174,10172175,10172176,10172177,10172178,10172179,10172180,10172181,10172182,10172183,10172184,10172185,10172186,10172187,10172188,10172189,10172190,10172191,10172194,10172195,10172196,10172197,10172198,10172199,10172200,10172201,10172202,10172203,10172204,10172205,10172206,10172207,10172208,10172209,10172210,10172211,10172212,10172213,10172214,10172215,10172216,10172217,10172218,10172219,10172220,10172221,10172222,10172223,10172224,10172225,10172226,10172227,10172228,10172229,10172230,10172231,10172333,10181581,10181582,10181583,10181584,10181585,10181586,10181587,10181588,10181589,10181590,10181591,10181592,10181593,10181594,10181595,10181596,10181597,10181598,10237627,10237629,10237630,10237631,10237632,10237633,10237634,10237635,10237671,10237681,10307738,10307742,10307747,10307754,10316982,10317030,10317090,10317094,10317098,10317103,10317116,10317130,10317143,10317146,10457578,10548447,10674036,10674311,10674343,10675401,10859348,11150550,11152069,11152083,11152139,11152195,11152219,11272745,12101808,12101835,12176336,12186054,12200882,12201343,12201866,12202174,12203857,12204318,12259621,12642371,12686737,12686745,12686746,12686749,12686751,12840095,12841092,12841166,12841196,12841227,12841255,12872012,12872013,12872014,12978531,12982349,13108158,13108371,13108492,13108646,13246247,13246281,13246307,13246333,13716226,13720820,13722095,13843383,13845596,13854932,13862475,13992486,13992619,13992733,14036953,14112528,14112549,14256089,14791746,14795470,14795471,14795472,14795473,14795474,14795475,14795476,14795477,14795478,14795479,14795480,14795481,14795482,14795483,14795484,14795485,14795486,14795487,14795488,14795489,14795490,14795491,14795492,14795493,14795494,14795495,14795496,14795497,14795498,14795499,14795500,14795501,14795502,14795503,14795505,14795506,14795507,14795508,14795509,14795510,14795511,14795512,14795513,14795514,14795515,14795516,14795517,14795518,14795519,14795520,14795521,14795522,14795523,14795524,14795525,14795526,14795527,14795528,14795529,14795530,14795531,14795532,14795533,14795534,14795535,14795536,14795537,14795538,14795539,14795540,14795541,14795542,14795543,14795544,14795545,14795546,14795547,14795548,14795549,14795550,14795551,14795552,14795553,14795554,14795555,14795556,14795557,14795558,14795559,14795560,14795561,14795562,14795563,14795564,14795565,14795566,14795567,14795568,14795569,14795570,14795571,14795572,14795573,14795574,14795575,14795576,14795577,14795578,14795579,14795580,14795581,14795582,14795583,14795584,14795585,14795586,14795587,14795588,14795589,14795590,14795591,14795592,14795593,14795594,14795595,14795596,14795597,14795598,14795599,14795600,14795601,14795602,14797465,14797466,14797467,14797468,14797469,14797470,14797471,14797472,14797473,14797474,14797475,14797476,14797477,14797478,14797480,14797481,14797482,14797483,14797484,14797485,14797486,14797487,14797488,14797489,14797490,14797491,14797492,14797493,14797494,14797495,14797496,14797497,14797498,14797499,14797500,14797501,14797502,14797503,14797504,14797505,14797506,14797507,14797508,14797509,14797510,14797511,14797512,14797513,14797514,14797515,14797516,14797517,14797518,14797519,14797520,14797521,14797522,14797523,14797524,14797525,14797526,14797527,14797528,14797529,14797530,14797531,14797560,14797561,14797562,14797563,14797564,14797565,14797566,14797567,14797568,14797570,14797571,14797575,14797581,14797582,14797583,14797584,14797585,14797586,14797587,14797588,14797589,14797590,14797591,14797592,14797593,14797594,14797595,14797596,14797597,14797598,14797599,14797600,14797601,14797602,14797603,14797604,14797605,14797606,14797673,14797674,14797675,14797676,14797677,14797678,14797679,14797680,14797681,14797682,14797683,14797684,14797685,14797686,14797687,14797688,14797689,14797690,14797691,14797692,14797693,14797694,14814402,14814412,14936978,14936979,14936980,14936981,14936982,14936983,14937025,14937026,14937027,14937028,14937029,14937030,14937031,14937032,14937203,14937211,14937424,14937429,14937437,14937566,14937723,14937887,14937903,14937911,14937950,14938030,14938038,14938052,14938060,15059214,15064112,15210039,15225887,15225908,15225927,15225946,15225988,15226011,15226030,15226053,15226072,15226117,15226136,15226155,15226174,15226231,15226250,15226273,15226292,15226341,15226360,15226403,15226422,15226489,15226508,15226565,15226584,15226603,15227310,15227345,15227386,15227405,15227424,15227443,15227462,15227511,15227530,15227583,15227602,15227653,15227900,15227901,15229507,15229508,15229509,15229510,15229511,15229512,15229513,15229514,15229515,15229516,15229517,15229518,15229519,15229520,15229521,15229522,15229523,15229524,15229525,15229526,15229527,15229528,15229529,15229530,15229531,15229532,15229533,15229534,15229535,15229536,15229537,15229538,15229539,15229540,15229541,15229542,15229543,15229544,15229545,15229546,15229547,15229548,15229549,15229550,15229551,15229552,15229553,15229554,15229555,15229556,15229557,15229558,15229559,15229560,15229561,15229562,15229563,15229564,15229565,15229566,15229567,15229568,15229569,15229570,15229571,15229572,15229573,15229574,15229575,15229576,15229577,15229578,15229579,15229580,15229581,15229582,15229583,15229584,15229585,15229586,15229587,15229588,15229589,15229590,15229591,15229592,15229593,15229594,15229595,15229596,15229597,15229598,15229599,15229600,15229601,15229602,15229603,15229604,15229605,15229606,15229607,15229608,15229609,15229610,15229611,15229612,15229613,15229614,15229615,15229616,15229617,15229618,15229619,15229620,15229621,15229622,15229623,15229624,15229625,15229626,15229627,15229628,15229629,15229630,15229631,15229632,15229633,15229634,15229635,15229636,15229637,15229638,15229639,15229640,15229641,15229642,15229643,15229644,15229645,15229646,15229647,15229648,15229649,15229650,15229651,15229652,15229653,15229654,15229655,15229656,15229657,15229658,15229659,15229660,15229661,15229662,15229663,15229664,15229665,15229666,15229667,15229976,15229977,15229978,15229979,15229980,15229981,15229982,15229983,15229984,15229985,15229986,15229987,15229988,15229989,15229990,15229991,15229992,15229993,15229994,15229995,15229996,15229997,15229998,15229999,15230000,15230001,15230019,15230020,15230021,15230022,15230023,15230024,15230025,15230026,15230027,15230028,15230029,15230030,15231232,15231255,15231278,15231295,15231345,15231368,15231387,15231406,15231450,15231467,15231486,15231505,15231524,15231549,15231568,15231587,15231606,15231625,15231644,15231663,15231712,15231743,15231762,15231781,15231824,15231865,15232881,15232898,15232917,15232936,15232955,15232974,15232993,15233012,15233031,15233078,15233097,15233116,15305939,15306646,15321311,15321645,15352395,15359781,15384011,15384012,15384013,15384014,15384015,15384016,15384017,15384018,15384019,15384020,15384021,15384022,15384023,15384024,15384025,15384026,15384027,15384028,15384029,15384030,15384031,15384032,15384033,15384034,15384086,15384087,15384095,15384134,15384160,15384191,15384208,15384231,15384248,15384271,15384302,15384325,15384342,15384365,15384382,15384405,15384422,15384445,15384462,15384485,15384518,15384557,15384588,15384619,15384666,15384695,15384712,15384735,15384799,15384842,15384859,15384882,15384903,15384928,15384949,15384972,15385012,15385045,15385064,15385091,15385136,15385161,15385178,15385201,15385218,15385241,15385258,15385281,15385338,15385365,15385388,15385418,15385712,15385735,15385756,15385777,15385798,15385819,15385840,15385861,15385882,15385935,15385974,15385995,15386020,15386041,15386076,15386115,15386146,15386193,15386210,15386233,15386250,15386295,15535888,15535929,15535950,15535969,15536024,15536043,15536094,15536113,15536154,15536205,15536228,15536247,15536742,15536777,15536796,15536827,15536856,15536883,15536902,15536959,15536990,15537009,15537028,15537047,15537096,15537127,15537176,15537211,15537234,15537267,15537298,15537331,15546669,15546877,15546921,15546982,15547007,15547043,15547076,15547105,15547178,15547211,15547230,15547253,15547272,15547319,15547338,15547385,15547422,15547441,15547460,15547496,15547539,15547574,15547605,15547630,15547665,15547710,15547729,15547750,15547799,15547832,15547875,15547924,15547973,15547992,15548011,15548186,15548231,15548272,15548917,15548918,15548919,15548920,15548921,15548922,15548923,15548924,15548925,15548926,15548927,15548928,15548929,15548930,15548931,15548932,15548933,15548934,15548935,15549110,15552814,15552815,15552816,15552817,15552818,15552819,15552820,15552821,15552822,15552823,15552824,15552825,15552826,15552827,15552828,15552829,15552830,15552831,15552832,15552833,15552834,15552835,15552836,15552837,15552838,15552839,15552840,15552841,15552842,15552843,15552844,15552845,15552846,15552847,15552848,15552849,15552874,15552927,15604972,15612127,15617444,15623238,15626029,15628834,15631594,15634435,15637190,15639914,15642673,15645402,15648123,15650837,15653565,15656304,15659102,15661857,15664525,15667248,15682522,15685101,15687680,15690259,15692838,15695417,15697996,15700607,15932508,15949133,15965983,16419309,16419336,16442056,16442080,16442223,16442309,16490676,16490677,16490682,16490683,16491988,16492070,16494282,16494364,16496635,16496649,16522533,16527570,16534734,16534880,16534983,16927607,16927617,16927625,16927633,16927643,16927651,16927659,16927684,16927733,16927743,16927751,16927761,16927769,16927779,16927789,16927799,16927809,16927817,16927825,16928075,16955921,16955922,16955923,16955924,16955925,16955926,16955927,16955928,16955929,16955930,16955931,16955932,16955952,16956090,16956091,16956092,16956093,16956094,16956095,16956096,16956097,16956193,16958038,16958054,16958062,17413172,17413174,17413177,17413178,17413179,17413180,17413181,17413182,17413183,17413184,17413185,17413186,17413187,17413190,17413191,17413192,17413193,17413194,17413195,17413196,17413197,17413198,17413199,17413201,17413203,17413207,17413208,17413212,17413221,17413222,17413223,17413227,17413228,17413229,17413230,17413270,17413271,17413272,17413274,17413275,17413276,17413278,17413279,17413280,17413282,17413288,17413289,17413290,17413292,17413293,17413295,17413296,17413298,17413299,17413301,17413313,17413314,17413315,17413316,17413317,17413318,17413319,17413320,17413321,17413322,17413324,17413325,17413326,17413327,17413328,17413329,17413330,17413333,17413334,17413335,17414545,17414546,17414592,17414593,17414716,17414719,17414720,17414722,17414726,17414727,17414728,17415027,17415028,17415158,17416279,17416300,17420860,17420861,17420864,17420865,17420866,17420867,17420868,17420869,17420870,17420871,17420872,17420873,17420874,17420875,17420876,17420878,17420879,17420880,17420881,17420882,17420883,17420884,17420885,17420886,17420888,17420890,17420891,17420892,17420893,17420894,17420895,17420896,17420897,17420898,17420899,17420900,17420901,17420905,17420906,17420907,17420908,17420909,17420910,17420911,17420912,17420913,17420914,17420915,17420916,17420917,17420918,17420920,17420921,17420924,17420938,17420939,17420940,17420941,17420942,17420943,17420944,17420945,17420946,17420947,17420948,17420949,17420987,17420988,17420989,17420991,17420992,17421012,17421013,17421014,17421015,17421016,17421017,17421019,17421020,17421021,17421022,17421023,17421024,17421025,17421026,17421027,17421028,17421029,17421030,17421031,17421032,17421033,17421036,17421037,17421038,17421039,17421040,17421041,17421042,17421043,17421044,17421045,17421046,17421047,17421048,17421051,17421052,17421053,17421054,17421055,17421057,17421058,17421059,17421060,17421061,17421062,17421065,17421066,17421076,17421077,17421078,17421079,17421080,17421081,17421082,17421083,17421084,17421085,17436675,17436676,17436680,17436687,17436688,17436689,17436690,17436692,17436693,17436694,17436695,17436696,17436697,17436699,17436700,17436701,17436702,17436703,17436704,17436705,17436706,17436708,17436709,17436716,17436721,17436724,17436727,17436728,17436729,17436730,17436731,17436732,17436733,17436734,17436735,17436737,17436738,17436739,17436740,17439934,17439936,17439938,17439939,17439940,17439941,17439942,17439954,17439958,17439960,17439961,17439962,17439963,17439964,17439965,17439968,17439969,17439970,17439972,17439975,17439977,17439978,17439979,17439983,17439989,17474449,17474450,17474451,17474452,17474458,17487870,17487872,17487877,17487878,17487879,17487880,17487881,17487882,17487883,17487884,17487885,17487886,17487888,17487889,17487890,17488461,17488467,17488468,17488469,17488470,17488471,17488472,17488473,17488474,17488475,17488477,17488478,17488479,17488480,17488481,17488482,17488483,17488484,17488495,17488496,17488497,17488499,17488500,17488505,17508962,17508963,17508969,17526222,17526223,17526224,17526225,17526226,17526227,17526230,17526231,17526232,17526233,17526234,17526235,17526238,17526257,17526258,17526259,17526260,17526261,17556394,17561613,17561614,17576780,17576781,17576782,17576783,17579755,17580354,17580355,17580356,17580357,17580358,17580359,17580360,17580452,17585955,17585956,17585957,17585958,17585959,17585960,17585961,17585962,17585963,17585964,17588597,17588598,17588599,17762371,17765031,17770251,17770252,17770879,17770880,17770881,17770882,17825721,17825739,17825842,17825843,17825844,17825845,17825846,17825847,17825848,17825849,17825850,17825851,17826518,17826520,17826521,17826522,17826523,17826524,17826525,17826526,17826527,17826528,17826529,17826530,17826531,17826532,17827201,17841275
712929
713487
806178
2598458
2811263
2834891
2834958
3581430
3581469
3603487
3701111
3701112
3774587
3774817
3774936
4266004
4289564
4877037
5022212
5022276
5022310
5022333
5022446
5022480
5022515
5022545
5790493
5897403
6780554
6780566
6780578
6780602
6780615
7073135
8032132
8269611
8799814
9137394
9157085
9246528
9421043
9421131
9425241
9425297
9425355
9425413
9449057
9449240
9449329
9567565
9807210
9822998
9881155
9896765
9896802
10001860
10001862
10001863
10001864
10001865
10001866
10001867
10001868
10001869
10001870
10001871
10001872
10001873
10001874
10001875
10001876
10001877
10001878
10001879
10001880
10001881
10001882
10001883
10001884
10001885
10001886
10001887
10001888
10001889
10001890
10001891
10001892
10001893
10001894
10001895
10001896
10001897
10001898
10001899
10001900
10001901
10001902
10001903
10001904
10001905
10001906
10001907
10001908
10001909
10001910
10001911
10001912
10001913
10001914
10001915
10001916
10001917
10001918
10001919
10001920
10001921
10001922
10001923
10001924
10001925
10003408
10003505
10003618
10003681
10003780
10003881
10004096
10004217
10004288
10004381
10004442
10004507
10004554
10004595
10004718
10004837
10004912
10004989
10005130
10005217
10005276
10005345
10005416
10005439
10005464
10005565
10005672
10005697
10005716
10005741
10005780
10007272
10007311
10007326
10007345
10007432
10007459
10007500
10007557
10007576
10007631
10007690
10007739
10007810
10007895
10007920
10008071
10008208
10008323
10008340
10008409
10008432
10008477
10008556
10008647
10008772
10008847
10008934
10008993
10009028
10009059
10009082
10009113
10009134
10009223
10009244
10009267
10009328
10009355
10009408
10009433
10009498
10009517
10009548
10009601
10009624
10009657
10009680
10009701
10172146
10172147
10172148
10172149
10172150
10172151
10172152
10172153
10172154
10172155
10172156
10172157
10172158
10172159
10172160
10172161
10172162
10172163
10172164
10172165
10172166
10172167
10172168
10172169
10172170
10172171
10172172
10172173
10172174
10172175
10172176
10172177
10172178
10172179
10172180
10172181
10172182
10172183
10172184
10172185
10172186
10172187
10172188
10172189
10172190
10172191
10172194
10172195
10172196
10172197
10172198
10172199
10172200
10172201
10172202
10172203
10172204
10172205
10172206
10172207
10172208
10172209
10172210
10172211
10172212
10172213
10172214
10172215
10172216
10172217
10172218
10172219
10172220
10172221
10172222
10172223
10172224
10172225
10172226
10172227
10172228
10172229
10172230
10172231
10172333
10181581
10181582
10181583
10181584
10181585
10181586
10181587
10181588
10181589
10181590
10181591
10181592
10181593
10181594
10181595
10181596
10181597
10181598
10237627
10237629
10237630
10237631
10237632
10237633
10237634
10237635
10237671
10237681
10307738
10307742
10307747
10307754
10316982
10317030
10317090
10317094
10317098
10317103
10317116
10317130
10317143
10317146
10457578
10548447
10674036
10674311
10674343
10675401
10859348
11150550
11152069
11152083
11152139
11152195
11152219
11272745
12101808
12101835
12176336
12186054
12200882
12201343
12201866
12202174
12203857
12204318
12259621
12642371
12686737
12686745
12686746
12686749
12686751
12840095
12841092
12841166
12841196
12841227
12841255
12872012
12872013
12872014
12978531
12982349
13108158
13108371
13108492
13108646
13246247
13246281
13246307
13246333
13716226
13720820
13722095
13843383
13845596
13854932
13862475
13992486
13992619
13992733
14036953
14112528
14112549
14256089
14791746
14795470
14795471
14795472
14795473
14795474
14795475
14795476
14795477
14795478
14795479
14795480
14795481
14795482
14795483
14795484
14795485
14795486
14795487
14795488
14795489
14795490
14795491
14795492
14795493
14795494
14795495
14795496
14795497
14795498
14795499
14795500
14795501
14795502
14795503
14795505
14795506
14795507
14795508
14795509
14795510
14795511
14795512
14795513
14795514
14795515
14795516
14795517
14795518
14795519
14795520
14795521
14795522
14795523
14795524
14795525
14795526
14795527
14795528
14795529
14795530
14795531
14795532
14795533
14795534
14795535
14795536
14795537
14795538
14795539
14795540
14795541
14795542
14795543
14795544
14795545
14795546
14795547
14795548
14795549
14795550
14795551
14795552
14795553
14795554
14795555
14795556
14795557
14795558
14795559
14795560
14795561
14795562
14795563
14795564
14795565
14795566
14795567
14795568
14795569
14795570
14795571
14795572
14795573
14795574
14795575
14795576
14795577
14795578
14795579
14795580
14795581
14795582
14795583
14795584
14795585
14795586
14795587
14795588
14795589
14795590
14795591
14795592
14795593
14795594
14795595
14795596
14795597
14795598
14795599
14795600
14795601
14795602
14797465
14797466
14797467
14797468
14797469
14797470
14797471
14797472
14797473
14797474
14797475
14797476
14797477
14797478
14797480
14797481
14797482
14797483
14797484
14797485
14797486
14797487
14797488
14797489
14797490
14797491
14797492
14797493
14797494
14797495
14797496
14797497
14797498
14797499
14797500
14797501
14797502
14797503
14797504
14797505
14797506
14797507
14797508
14797509
14797510
14797511
14797512
14797513
14797514
14797515
14797516
14797517
14797518
14797519
14797520
14797521
14797522
14797523
14797524
14797525
14797526
14797527
14797528
14797529
14797530
14797531
14797560
14797561
14797562
14797563
14797564
14797565
14797566
14797567
14797568
14797570
14797571
14797575
14797581
14797582
14797583
14797584
14797585
14797586
14797587
14797588
14797589
14797590
14797591
14797592
14797593
14797594
14797595
14797596
14797597
14797598
14797599
14797600
14797601
14797602
14797603
14797604
14797605
14797606
14797673
14797674
14797675
14797676
14797677
14797678
14797679
14797680
14797681
14797682
14797683
14797684
14797685
14797686
14797687
14797688
14797689
14797690
14797691
14797692
14797693
14797694
14814402
14814412
14936978
14936979
14936980
14936981
14936982
14936983
14937025
14937026
14937027
14937028
14937029
14937030
14937031
14937032
14937203
14937211
14937424
14937429
14937437
14937566
14937723
14937887
14937903
14937911
14937950
14938030
14938038
14938052
14938060
15059214
15064112
15210039
15225887
15225908
15225927
15225946
15225988
15226011
15226030
15226053
15226072
15226117
15226136
15226155
15226174
15226231
15226250
15226273
15226292
15226341
15226360
15226403
15226422
15226489
15226508
15226565
15226584
15226603
15227310
15227345
15227386
15227405
15227424
15227443
15227462
15227511
15227530
15227583
15227602
15227653
15227900
15227901
15229507
15229508
15229509
15229510
15229511
15229512
15229513
15229514
15229515
15229516
15229517
15229518
15229519
15229520
15229521
15229522
15229523
15229524
15229525
15229526
15229527
15229528
15229529
15229530
15229531
15229532
15229533
15229534
15229535
15229536
15229537
15229538
15229539
15229540
15229541
15229542
15229543
15229544
15229545
15229546
15229547
15229548
15229549
15229550
15229551
15229552
15229553
15229554
15229555
15229556
15229557
15229558
15229559
15229560
15229561
15229562
15229563
15229564
15229565
15229566
15229567
15229568
15229569
15229570
15229571
15229572
15229573
15229574
15229575
15229576
15229577
15229578
15229579
15229580
15229581
15229582
15229583
15229584
15229585
15229586
15229587
15229588
15229589
15229590
15229591
15229592
15229593
15229594
15229595
15229596
15229597
15229598
15229599
15229600
15229601
15229602
15229603
15229604
15229605
15229606
15229607
15229608
15229609
15229610
15229611
15229612
15229613
15229614
15229615
15229616
15229617
15229618
15229619
15229620
15229621
15229622
15229623
15229624
15229625
15229626
15229627
15229628
15229629
15229630
15229631
15229632
15229633
15229634
15229635
15229636
15229637
15229638
15229639
15229640
15229641
15229642
15229643
15229644
15229645
15229646
15229647
15229648
15229649
15229650
15229651
15229652
15229653
15229654
15229655
15229656
15229657
15229658
15229659
15229660
15229661
15229662
15229663
15229664
15229665
15229666
15229667
15229976
15229977
15229978
15229979
15229980
15229981
15229982
15229983
15229984
15229985
15229986
15229987
15229988
15229989
15229990
15229991
15229992
15229993
15229994
15229995
15229996
15229997
15229998
15229999
15230000
15230001
15230019
15230020
15230021
15230022
15230023
15230024
15230025
15230026
15230027
15230028
15230029
15230030
15231232
15231255
15231278
15231295
15231345
15231368
15231387
15231406
15231450
15231467
15231486
15231505
15231524
15231549
15231568
15231587
15231606
15231625
15231644
15231663
15231712
15231743
15231762
15231781
15231824
15231865
15232881
15232898
15232917
15232936
15232955
15232974
15232993
15233012
15233031
15233078
15233097
15233116
15305939
15306646
15321311
15321645
15352395
15359781
15384011
15384012
15384013
15384014
15384015
15384016
15384017
15384018
15384019
15384020
15384021
15384022
15384023
15384024
15384025
15384026
15384027
15384028
15384029
15384030
15384031
15384032
15384033
15384034
15384086
15384087
15384095
15384134
15384160
15384191
15384208
15384231
15384248
15384271
15384302
15384325
15384342
15384365
15384382
15384405
15384422
15384445
15384462
15384485
15384518
15384557
15384588
15384619
15384666
15384695
15384712
15384735
15384799
15384842
15384859
15384882
15384903
15384928
15384949
15384972
15385012
15385045
15385064
15385091
15385136
15385161
15385178
15385201
15385218
15385241
15385258
15385281
15385338
15385365
15385388
15385418
15385712
15385735
15385756
15385777
15385798
15385819
15385840
15385861
15385882
15385935
15385974
15385995
15386020
15386041
15386076
15386115
15386146
15386193
15386210
15386233
15386250
15386295
15535888
15535929
15535950
15535969
15536024
15536043
15536094
15536113
15536154
15536205
15536228
15536247
15536742
15536777
15536796
15536827
15536856
15536883
15536902
15536959
15536990
15537009
15537028
15537047
15537096
15537127
15537176
15537211
15537234
15537267
15537298
15537331
15546669
15546877
15546921
15546982
15547007
15547043
15547076
15547105
15547178
15547211
15547230
15547253
15547272
15547319
15547338
15547385
15547422
15547441
15547460
15547496
15547539
15547574
15547605
15547630
15547665
15547710
15547729
15547750
15547799
15547832
15547875
15547924
15547973
15547992
15548011
15548186
15548231
15548272
15548917
15548918
15548919
15548920
15548921
15548922
15548923
15548924
15548925
15548926
15548927
15548928
15548929
15548930
15548931
15548932
15548933
15548934
15548935
15549110
15552814
15552815
15552816
15552817
15552818
15552819
15552820
15552821
15552822
15552823
15552824
15552825
15552826
15552827
15552828
15552829
15552830
15552831
15552832
15552833
15552834
15552835
15552836
15552837
15552838
15552839
15552840
15552841
15552842
15552843
15552844
15552845
15552846
15552847
15552848
15552849
15552874
15552927
15604972
15612127
15617444
15623238
15626029
15628834
15631594
15634435
15637190
15639914
15642673
15645402
15648123
15650837
15653565
15656304
15659102
15661857
15664525
15667248
15682522
15685101
15687680
15690259
15692838
15695417
15697996
15700607
15932508
15949133
15965983
16419309
16419336
16442056
16442080
16442223
16442309
16490676
16490677
16490682
16490683
16491988
16492070
16494282
16494364
16496635
16496649
16522533
16527570
16534734
16534880
16534983
16927607
16927617
16927625
16927633
16927643
16927651
16927659
16927684
16927733
16927743
16927751
16927761
16927769
16927779
16927789
16927799
16927809
16927817
16927825
16928075
16955921
16955922
16955923
16955924
16955925
16955926
16955927
16955928
16955929
16955930
16955931
16955932
16955952
16956090
16956091
16956092
16956093
16956094
16956095
16956096
16956097
16956193
16958038
16958054
16958062
17413172
17413174
17413177
17413178
17413179
17413180
17413181
17413182
17413183
17413184
17413185
17413186
17413187
17413190
17413191
17413192
17413193
17413194
17413195
17413196
17413197
17413198
17413199
17413201
17413203
17413207
17413208
17413212
17413221
17413222
17413223
17413227
17413228
17413229
17413230
17413270
17413271
17413272
17413274
17413275
17413276
17413278
17413279
17413280
17413282
17413288
17413289
17413290
17413292
17413293
17413295
17413296
17413298
17413299
17413301
17413313
17413314
17413315
17413316
17413317
17413318
17413319
17413320
17413321
17413322
17413324
17413325
17413326
17413327
17413328
17413329
17413330
17413333
17413334
17413335
17414545
17414546
17414592
17414593
17414716
17414719
17414720
17414722
17414726
17414727
17414728
17415027
17415028
17415158
17416279
17416300
17420860
17420861
17420864
17420865
17420866
17420867
17420868
17420869
17420870
17420871
17420872
17420873
17420874
17420875
17420876
17420878
17420879
17420880
17420881
17420882
17420883
17420884
17420885
17420886
17420888
17420890
17420891
17420892
17420893
17420894
17420895
17420896
17420897
17420898
17420899
17420900
17420901
17420905
17420906
17420907
17420908
17420909
17420910
17420911
17420912
17420913
17420914
17420915
17420916
17420917
17420918
17420920
17420921
17420924
17420938
17420939
17420940
17420941
17420942
17420943
17420944
17420945
17420946
17420947
17420948
17420949
17420987
17420988
17420989
17420991
17420992
17421012
17421013
17421014
17421015
17421016
17421017
17421019
17421020
17421021
17421022
17421023
17421024
17421025
17421026
17421027
17421028
17421029
17421030
17421031
17421032
17421033
17421036
17421037
17421038
17421039
17421040
17421041
17421042
17421043
17421044
17421045
17421046
17421047
17421048
17421051
17421052
17421053
17421054
17421055
17421057
17421058
17421059
17421060
17421061
17421062
17421065
17421066
17421076
17421077
17421078
17421079
17421080
17421081
17421082
17421083
17421084
17421085
17436675
17436676
17436680
17436687
17436688
17436689
17436690
17436692
17436693
17436694
17436695
17436696
17436697
17436699
17436700
17436701
17436702
17436703
17436704
17436705
17436706
17436708
17436709
17436716
17436721
17436724
17436727
17436728
17436729
17436730
17436731
17436732
17436733
17436734
17436735
17436737
17436738
17436739
17436740
17439934
17439936
17439938
17439939
17439940
17439941
17439942
17439954
17439958
17439960
17439961
17439962
17439963
17439964
17439965
17439968
17439969
17439970
17439972
17439975
17439977
17439978
17439979
17439983
17439989
17474449
17474450
17474451
17474452
17474458
17487870
17487872
17487877
17487878
17487879
17487880
17487881
17487882
17487883
17487884
17487885
17487886
17487888
17487889
17487890
17488461
17488467
17488468
17488469
17488470
17488471
17488472
17488473
17488474
17488475
17488477
17488478
17488479
17488480
17488481
17488482
17488483
17488484
17488495
17488496
17488497
17488499
17488500
17488505
17508962
17508963
17508969
17526222
17526223
17526224
17526225
17526226
17526227
17526230
17526231
17526232
17526233
17526234
17526235
17526238
17526257
17526258
17526259
17526260
17526261
17556394
17561613
17561614
17576780
17576781
17576782
17576783
17579755
17580354
17580355
17580356
17580357
17580358
17580359
17580360
17580452
17585955
17585956
17585957
17585958
17585959
17585960
17585961
17585962
17585963
17585964
17588597
17588598
17588599
17762371
17765031
17770251
17770252
17770879
17770880
17770881
17770882
17825721
17825739
17825842
17825843
17825844
17825845
17825846
17825847
17825848
17825849
17825850
17825851
17826518
17826520
17826521
17826522
17826523
17826524
17826525
17826526
17826527
17826528
17826529
17826530
17826531
17826532
17827201
17841275