## Sheet1
Parameter Transformer Export/Import | [5 empty] | REMEMBER: SAVE FILE BEFORE IMPORTING
ELEMENT IDENTIFICATION |  | EXPORTING/IMPORTING PARAMETERS
Do not edit the headings of these two columns. |  | Parameter Names (not case sensitive) to Export/Import. Create additional columns/parameter names as needed. Writing stops on first column that does not contain a parameter name in row 5.
ElementID |  | Category | Phase Created | Family and Type | Digipro_Object Code | Digipro_Object Type | B6_1D_Concrete Technique | B6_2D_ST_Actual RFT Ratio (BBS) | B6_2D_ST_Design RFT Ratio | B6_2D_ST_Tender RFT Ratio | Lateral Area | Volume
ElementID | Column1 | Category | Phase Created | Family and Type | Digipro_Object Code | Digipro_Object Type | B6_1D_Concrete Technique | B6_2D_ST_Actual RFT Ratio (BBS) | B6_2D_ST_Design RFT Ratio | B6_2D_ST_Tender RFT Ratio | Lateral Area | Volume
358387 |  | Structural Columns | Existing - ATC | C_COL_CC_Concrete Columns Square_BxH_: 750x750mm | 01-01-01-09-001-30 | Rectangular Column | Cast in Situ |  |  | 175.83 |  | 2.2781
358389 |  | Structural Columns | Existing - ATC | C_COL_CC_Concrete Columns Square_BxH_: 900x900mm | 01-01-01-09-001-30 | Rectangular Column | Cast in Situ |  |  | 175.83 |  | 3.2805
358413 |  | Structural Columns | Existing - ATC | C_COL_CC_Concrete Columns Square_BxH_: 750x750mm | 01-01-01-09-001-30 | Rectangular Column | Cast in Situ |  |  | 175.83 |  | 2.2781
358415 |  | Structural Columns | Existing - ATC | C_COL_CC_Concrete Columns Square_BxH_: 750x750mm | 01-01-01-09-001-30 | Rectangular Column | Cast in Situ |  |  | 175.83 |  | 2.2781
358417 |  | Structural Columns | Existing - ATC | C_COL_CC_Concrete Columns Rectangular_BxH_: 750x1650mm | 01-01-01-09-001-30 | Rectangular Column | Cast in Situ |  |  | 175.83 |  | 5.0103
358419 |  | Structural Columns | Existing - ATC | C_COL_CC_Concrete Columns Square_BxH_: 750x750mm | 01-01-01-09-001-30 | Rectangular Column | Cast in Situ |  |  | 175.83 |  | 2.2781
358421 |  | Structural Columns | Existing - ATC | C_COL_CC_Concrete Columns Square_BxH_: 450x450mm | 01-01-01-09-001-30 | Rectangular Column | Cast in Situ |  |  | 175.83 |  | 0.82013
369380 |  | Walls | Existing - ATC | Basic Wall: C_WAL_CW_Concrete Wall_T_350mm | 01-01-01-09-001-30 | Wall | Cast in Situ |  |  | 132.04 |  | 1.6302
369382 |  | Walls | Existing - ATC | Basic Wall: C_WAL_CW_Concrete Wall_T_350mm | 01-01-01-09-001-30 | Wall | Cast in Situ |  |  | 132.04 |  | 9.0951
369386 |  | Walls | Existing - ATC | Basic Wall: C_WAL_CW_Concrete Wall_T_750mm | 01-01-01-09-001-30 | Wall | Cast in Situ |  |  | 132.04 |  | 13.6672
369583 |  | Walls | Existing - ATC | Basic Wall: C_WAL_CW_Concrete Wall_T_350mm | 01-01-01-09-001-30 | Wall | Cast in Situ |  |  | 132.04 |  | 4.2998
369585 |  | Walls | Existing - ATC | Basic Wall: C_WAL_CW_Concrete Wall_T_350mm | 01-01-01-09-001-30 | Wall | Cast in Situ |  |  | 132.04 |  | 5.2164
369587 |  | Walls | Existing - ATC | Basic Wall: C_WAL_CW_Concrete Wall_T_350mm | 01-01-01-09-001-30 | Wall | Cast in Situ |  |  | 132.04 |  | 2.3079
369589 |  | Walls | Existing - ATC | Basic Wall: C_WAL_CW_Concrete Wall_T_350mm | 01-01-01-09-001-30 | Wall | Cast in Situ |  |  | 132.04 |  | 4.7203
369591 |  | Walls | Existing - ATC | Basic Wall: C_WAL_CW_Concrete Wall_T_350mm | 01-01-01-09-001-30 | Wall | Cast in Situ |  |  | 132.04 |  | 3.402
369593 |  | Walls | Existing - ATC | Basic Wall: C_WAL_CW_Concrete Wall_T_350mm | 01-01-01-09-001-30 | Wall | Cast in Situ |  |  | 132.04 |  | 3.9444
369595 |  | Walls | Existing - ATC | Basic Wall: C_WAL_CW_Concrete Wall_T_350mm | 01-01-01-09-001-30 | Wall | Cast in Situ |  |  | 132.04 |  | 2.0554
369597 |  | Walls | Existing - ATC | Basic Wall: C_WAL_CW_Concrete Wall_T_350mm | 01-01-01-09-001-30 | Wall | Cast in Situ |  |  | 132.04 |  | 8.8558
369599 |  | Walls | Existing - ATC | Basic Wall: C_WAL_CW_Concrete Wall_T_350mm | 01-01-01-09-001-30 | Wall | Cast in Situ |  |  | 132.04 |  | 1.5592
480735 |  | Walls | Existing - ATC | Basic Wall: C_WAL_CW_Concrete Wall_T_350mm | 01-01-01-09-001-30 | Wall | Cast in Situ |  |  | 132.04 |  | 3.969
512334 |  | Walls | Existing - ATC | Basic Wall: C_WAL_CW_Concrete Wall_T_500mm | 01-01-01-09-001-30 | Wall | Cast in Situ |  |  | 132.04 |  | 4.4348
512345 |  | Walls | Existing - ATC | Basic Wall: C_WAL_CW_Concrete Wall_T_500mm | 01-01-01-09-001-30 | Wall | Cast in Situ |  |  | 132.04 |  | 3.9285
512356 |  | Walls | Existing - ATC | Basic Wall: C_WAL_CW_Concrete Wall_T_500mm | 01-01-01-09-001-30 | Wall | Cast in Situ |  |  | 132.04 |  | 45.0018
512422 |  | Walls | Existing - ATC | Basic Wall: C_WAL_CW_Concrete Wall_T_750mm | 01-01-01-09-001-30 | Wall | Cast in Situ |  |  | 132.04 |  | 3.7967
512433 |  | Walls | Existing - ATC | Basic Wall: C_WAL_CW_Concrete Wall_T_750mm | 01-01-01-09-001-30 | Wall | Cast in Situ |  |  | 132.04 |  | 3.7946
512448 |  | Walls | Existing - ATC | Basic Wall: C_WAL_CW_Concrete Wall_T_750mm | 01-01-01-09-001-30 | Wall | Cast in Situ |  |  | 132.04 |  | 20.5031
512457 |  | Walls | Existing - ATC | Basic Wall: C_WAL_CW_Concrete Wall_T_750mm | 01-01-01-09-001-30 | Wall | Cast in Situ |  |  | 132.04 |  | 4.5562
512468 |  | Walls | Existing - ATC | Basic Wall: C_WAL_CW_Concrete Wall_T_750mm | 01-01-01-09-001-30 | Wall | Cast in Situ |  |  | 132.04 |  | 4.5513
512477 |  | Walls | Existing - ATC | Basic Wall: C_WAL_CW_Concrete Wall_T_750mm | 01-01-01-09-001-30 | Wall | Cast in Situ |  |  | 132.04 |  | 3.0375
512488 |  | Walls | Existing - ATC | Basic Wall: C_WAL_CW_Concrete Wall_T_750mm | 01-01-01-09-001-30 | Wall | Cast in Situ |  |  | 132.04 |  | 3.0359
512499 |  | Walls | Existing - ATC | Basic Wall: C_WAL_CW_Concrete Wall_T_750mm | 01-01-01-09-001-30 | Wall | Cast in Situ |  |  | 132.04 |  | 3.0335
512510 |  | Walls | Existing - ATC | Basic Wall: C_WAL_CW_Concrete Wall_T_750mm | 01-01-01-09-001-30 | Wall | Cast in Situ |  |  | 132.04 |  | 3.0375
536985 |  | Walls | Existing - ATC | Basic Wall: C_WAL_CW_Concrete Wall_T_750mm | 01-01-01-09-002-30 | Wall | Cast in Situ |  |  | 119.75 |  | 2.7186
608235 |  | Floors | New Construction | Floor: C_SL_Concrete Slab_T_250mm | 01-01-01-09-003-30 | Suspended Slab | Cast in Situ |  |  | 155 |  | 7.9675
643957 |  | Walls | Existing - ATC | Basic Wall: C_WAL_CW_Concrete Wall_T_350mm | 01-01-01-09-001-30 | Wall | Cast in Situ |  |  | 132.04 |  | 4.8877
643964 |  | Walls | Existing - ATC | Basic Wall: C_WAL_CW_Concrete Wall_T_350mm | 01-01-01-09-001-30 | Wall | Cast in Situ |  |  | 132.04 |  | 8.4341
643974 |  | Walls | Existing - ATC | Basic Wall: C_WAL_CW_Concrete Wall_T_700mm | 01-01-01-09-001-30 | Wall | Cast in Situ |  |  | 132.04 |  | 9.7705
643985 |  | Walls | New Construction | Basic Wall: C_WAL_CW_Concrete Wall_T_200mm | 01-01-01-09-001-30 | Wall | Cast in Situ |  |  | 132.04 |  | 0.135
644137 |  | Walls | New Construction | Basic Wall: C_WAL_CW_Concrete Wall_T_200mm | 01-01-01-09-001-30 | Wall | Cast in Situ |  |  | 132.04 |  | 0.0975
644257 |  | Walls | New Construction | Basic Wall: C_WAL_CW_Concrete Wall_T_200mm | 01-01-01-09-001-30 | Wall | Cast in Situ |  |  | 132.04 |  | 0.1075
644334 |  | Walls | New Construction | Basic Wall: C_WAL_CW_Concrete Wall_T_200mm | 01-01-01-09-001-30 | Wall | Cast in Situ |  |  | 132.04 |  | 0.125
644393 |  | Walls | New Construction | Basic Wall: C_WAL_CW_Concrete Wall_T_200mm | 01-01-01-09-001-30 | Wall | Cast in Situ |  |  | 132.04 |  | 0.09
644480 |  | Walls | New Construction | Basic Wall: C_WAL_CW_Concrete Wall_T_200mm | 01-01-01-09-001-30 | Wall | Cast in Situ |  |  | 132.04 |  | 0.09
644554 |  | Walls | New Construction | Basic Wall: C_WAL_CW_Concrete Wall_T_200mm | 01-01-01-09-001-30 | Wall | Cast in Situ |  |  | 132.04 |  | 0.12875
644638 |  | Walls | New Construction | Basic Wall: C_WAL_CW_Concrete Wall_T_200mm | 01-01-01-09-001-30 | Wall | Cast in Situ |  |  | 132.04 |  | 0.12875
644984 |  | Walls | Existing - ATC | Basic Wall: C_WAL_CW_Concrete Wall_T_350mm | 01-01-01-09-001-30 | Wall | Cast in Situ |  |  | 132.04 |  | 2.0538
645215 |  | Walls | Existing - ATC | Basic Wall: C_WAL_CW_Concrete Wall_T_600mm | 01-01-01-09-001-30 | Wall | Cast in Situ |  |  | 132.04 |  | 2.5725
645231 |  | Walls | Existing - ATC | Basic Wall: C_WAL_CW_Concrete Wall_T_600mm | 01-01-01-09-001-30 | Wall | Cast in Situ |  |  | 132.04 |  | 1.7096
645246 |  | Walls | Existing - ATC | Basic Wall: C_WAL_CW_Concrete Wall_T_600mm | 01-01-01-09-001-30 | Wall | Cast in Situ |  |  | 132.04 |  | 19.2401
645262 |  | Walls | Existing - ATC | Basic Wall: C_WAL_CW_Concrete Wall_T_600mm | 01-01-01-09-001-30 | Wall | Cast in Situ |  |  | 132.04 |  | 6.7068
645275 |  | Walls | Existing - ATC | Basic Wall: C_WAL_CW_Concrete Wall_T_600mm | 01-01-01-09-001-30 | Wall | Cast in Situ |  |  | 132.04 |  | 12.3444
645290 |  | Walls | Existing - ATC | Basic Wall: C_WAL_CW_Concrete Wall_T_600mm | 01-01-01-09-001-30 | Wall | Cast in Situ |  |  | 132.04 |  | 19.2491
645303 |  | Walls | Existing - ATC | Basic Wall: C_WAL_CW_Concrete Wall_T_600mm | 01-01-01-10-001-30 | Retaining Wall | Cast in Situ |  |  | 190.22 |  | 20.8438
645318 |  | Walls | Existing - ATC | Basic Wall: C_WAL_CW_Concrete Wall_T_600mm | 01-01-01-10-001-30 | Retaining Wall | Cast in Situ |  |  | 190.22 |  | 8.6194
645355 |  | Walls | Existing - ATC | Basic Wall: C_WAL_CW_Concrete Wall_T_750mm | 01-01-01-10-001-30 | Retaining Wall | Cast in Situ |  |  | 190.22 |  | 10.8473
645372 |  | Walls | Existing - ATC | Basic Wall: C_WAL_CW_Concrete Wall_T_500mm | 01-01-01-09-001-30 | Wall | Cast in Situ |  |  | 132.04 |  | 87.0244
645533 |  | Walls | Existing - ATC | Basic Wall: C_WAL_CW_Concrete Wall _T_2875mm | 01-01-01-09-001-30 | Wall | Cast in Situ |  |  | 132.04 |  | 11.6406
645585 |  | Walls | Existing - ATC | Basic Wall: C_WAL_CW_Concrete Wall _T_3020mm | 01-01-01-09-001-30 | Wall | Cast in Situ |  |  | 132.04 |  | 18.3457
645612 |  | Walls | Existing - ATC | Basic Wall: C_WAL_CW_Concrete Wall_T_750mm | 01-01-01-10-001-30 | Wall | Cast in Situ |  |  | 132.04 |  | 34.7091
645849 |  | Walls | Existing - ATC | Basic Wall: C_WAL_CW_Concrete Wall_T_750mm | 01-01-01-09-001-30 | Wall | Cast in Situ |  |  | 132.04 |  | 3.0377
645863 |  | Walls | Existing - ATC | Basic Wall: C_WAL_CW_Concrete Wall_T_750mm | 01-01-01-09-001-30 | Wall | Cast in Situ |  |  | 132.04 |  | 3.0377
645877 |  | Walls | Existing - ATC | Basic Wall: C_WAL_CW_Concrete Wall_T_750mm | 01-01-01-09-001-30 | Wall | Cast in Situ |  |  | 132.04 |  | 3.0377
645891 |  | Walls | Existing - ATC | Basic Wall: C_WAL_CW_Concrete Wall_T_750mm | 01-01-01-09-001-30 | Wall | Cast in Situ |  |  | 132.04 |  | 3.0377
645905 |  | Walls | Existing - ATC | Basic Wall: C_WAL_CW_Concrete Wall_T_750mm | 01-01-01-09-001-30 | Wall | Cast in Situ |  |  | 132.04 |  | 3.0375
645919 |  | Walls | Existing - ATC | Basic Wall: C_WAL_CW_Concrete Wall_T_750mm | 01-01-01-09-001-30 | Wall | Cast in Situ |  |  | 132.04 |  | 3.0376
645933 |  | Walls | Existing - ATC | Basic Wall: C_WAL_CW_Concrete Wall_T_750mm | 01-01-01-09-001-30 | Wall | Cast in Situ |  |  | 132.04 |  | 3.0376
645947 |  | Walls | Existing - ATC | Basic Wall: C_WAL_CW_Concrete Wall_T_750mm | 01-01-01-09-001-30 | Wall | Cast in Situ |  |  | 132.04 |  | 3.0376
645961 |  | Walls | Existing - ATC | Basic Wall: C_WAL_CW_Concrete Wall_T_750mm | 01-01-01-09-001-30 | Wall | Cast in Situ |  |  | 132.04 |  | 3.0376
646017 |  | Walls | Existing - ATC | Basic Wall: C_WAL_CW_Concrete Wall_T_750mm | 01-01-01-09-001-30 | Wall | Cast in Situ |  |  | 132.04 |  | 3.0376
646031 |  | Walls | Existing - ATC | Basic Wall: C_WAL_CW_Concrete Wall_T_750mm | 01-01-01-09-001-30 | Wall | Cast in Situ |  |  | 132.04 |  | 3.0376
646066 |  | Walls | Existing - ATC | Basic Wall: C_WAL_CW_Concrete Wall_T_750mm | 01-01-01-09-001-30 | Wall | Cast in Situ |  |  | 132.04 |  | 3.0376
646080 |  | Walls | Existing - ATC | Basic Wall: C_WAL_CW_Concrete Wall_T_750mm | 01-01-01-09-001-30 | Wall | Cast in Situ |  |  | 132.04 |  | 3.0326
646094 |  | Walls | Existing - ATC | Basic Wall: C_WAL_CW_Concrete Wall_T_750mm | 01-01-01-09-001-30 | Wall | Cast in Situ |  |  | 132.04 |  | 4.5541
646133 |  | Walls | Existing - ATC | Basic Wall: C_WAL_CW_Concrete Wall_T_500mm | 01-01-01-09-001-30 | Wall | Cast in Situ |  |  | 132.04 |  | 16.8936
646304 |  | Structural Columns | Existing - ATC | C_COL_CC_Concrete Columns Square_BxH_: 900x900mm | 01-01-01-09-001-30 | Rectangular Column | Cast in Situ |  |  | 175.83 |  | 3.2805
646369 |  | Structural Columns | Existing - ATC | C_COL_CC_Concrete Columns Square_BxH_: 450x450mm | 01-01-01-09-001-30 | Rectangular Column | Cast in Situ |  |  | 175.83 |  | 0.82013
646432 |  | Structural Columns | Existing - ATC | C_COL_CC_Concrete Columns Square_BxH_: 750x750mm | 01-01-01-09-001-30 | Rectangular Column | Cast in Situ |  |  | 175.83 |  | 2.2781
646512 |  | Structural Columns | Existing - ATC | C_COL_CC_Concrete Columns Square_BxH_: 450x450mm | 01-01-01-09-001-30 | Rectangular Column | Cast in Situ |  |  | 175.83 |  | 0.82013
646539 |  | Structural Columns | Existing - ATC | C_COL_CC_Concrete Columns Square_BxH_: 450x450mm | 01-01-01-09-001-30 | Rectangular Column | Cast in Situ |  |  | 175.83 |  | 0.78975
646638 |  | Structural Columns | Existing - ATC | C_COL_CC_Concrete Columns Square_BxH_: 450x450mm | 01-01-01-09-001-30 | Rectangular Column | Cast in Situ |  |  | 175.83 |  | 0.78975
646827 |  | Structural Columns | Existing - ATC | C_COL_CC_Concrete Columns Square_BxH_: 750x750mm | 01-01-01-09-001-30 | Rectangular Column | Cast in Situ |  |  | 175.83 |  | 2.2781
646887 |  | Structural Columns | Existing - ATC | C_COL_CC_Concrete Columns Square_BxH_: 700x700mm | 01-01-01-09-001-30 | Rectangular Column | Cast in Situ |  |  | 175.83 |  | 1.911
646985 |  | Structural Columns | Existing - ATC | C_COL_CC_Concrete Columns Square_BxH_: 700x700mm | 01-01-01-09-001-30 | Rectangular Column | Cast in Situ |  |  | 175.83 |  | 1.911
647033 |  | Structural Columns | Existing - ATC | C_COL_CC_Concrete Columns Square_BxH_: 700x700mm | 01-01-01-09-001-30 | Rectangular Column | Cast in Situ |  |  | 175.83 |  | 1.911
647093 |  | Structural Columns | Existing - ATC | C_COL_CC_Concrete Columns Square_BxH_: 700x700mm | 01-01-01-09-001-30 | Rectangular Column | Cast in Situ |  |  | 175.83 |  | 1.911
647140 |  | Structural Columns | Existing - ATC | C_COL_CC_Concrete Columns Rectangular_BxH_: 350x500mm | 01-01-01-09-001-30 | Rectangular Column | Cast in Situ |  |  | 175.83 |  | 0.70875
647256 |  | Structural Columns | Existing - ATC | C_COL_CC_Concrete Columns Rectangular_BxH_: 350x500mm | 01-01-01-09-001-30 | Rectangular Column | Cast in Situ |  |  | 175.83 |  | 0.6825
647325 |  | Structural Columns | Existing - ATC | C_COL_CC_Concrete Columns Square_BxH_: 750x750mm | 01-01-01-09-001-30 | Rectangular Column | Cast in Situ |  |  | 175.83 |  | 2.2781
647392 |  | Structural Columns | Existing - ATC | C_COL_CC_Concrete Columns Square_BxH_: 750x750mm | 01-01-01-09-001-30 | Rectangular Column | Cast in Situ |  |  | 175.83 |  | 2.2781
647462 |  | Structural Columns | Existing - ATC | C_COL_CC_Concrete Columns Square_BxH_: 750x750mm | 01-01-01-09-001-30 | Rectangular Column | Cast in Situ |  |  | 175.83 |  | 2.2781
647526 |  | Structural Columns | Existing - ATC | C_COL_CC_Concrete Columns Square_BxH_: 650x650mm | 01-01-01-09-001-30 | Rectangular Column | Cast in Situ |  |  | 175.83 |  | 1.7111
647578 |  | Structural Columns | Existing - ATC | C_COL_CC_Concrete Columns Square_BxH_: 650x650mm | 01-01-01-09-001-30 | Rectangular Column | Cast in Situ |  |  | 175.83 |  | 1.7111
647663 |  | Structural Columns | Existing - ATC | C_COL_CC_Concrete Columns Square_BxH_: 750x750mm | 01-01-01-09-001-30 | Rectangular Column | Cast in Situ |  |  | 175.83 |  | 2.2781
647764 |  | Structural Columns | Existing - ATC | C_COL_CC_Concrete Columns Square_BxH_: 450x450mm | 01-01-01-09-001-30 | Rectangular Column | Cast in Situ |  |  | 175.83 |  | 0.75938
647847 |  | Structural Columns | Existing - ATC | C_COL_CC_Concrete Columns Square_BxH_: 450x450mm | 01-01-01-09-001-30 | Rectangular Column | Cast in Situ |  |  | 175.83 |  | 0.75938
648049 |  | Walls | Existing - ATC | Basic Wall: C_WAL_CW_Concrete Wall_T_750mm | 01-01-01-09-002-30 | Wall | Cast in Situ |  |  | 119.75 |  | 10.4606
648686 |  | Walls | Existing - ATC | Basic Wall: C_WAL_CW_Concrete Wall_T_750mm | 01-01-01-09-002-30 | Wall | Cast in Situ |  |  | 119.75 |  | 2.7187
648688 |  | Walls | Existing - ATC | Basic Wall: C_WAL_CW_Concrete Wall_T_750mm | 01-01-01-09-002-30 | Wall | Cast in Situ |  |  | 119.75 |  | 16.7062
648690 |  | Walls | Existing - ATC | Basic Wall: C_WAL_CW_Concrete Wall_T_750mm | 01-01-01-09-002-30 | Wall | Cast in Situ |  |  | 119.75 |  | 3.7125
648692 |  | Walls | Existing - ATC | Basic Wall: C_WAL_CW_Concrete Wall_T_750mm | 01-01-01-09-002-30 | Wall | Cast in Situ |  |  | 119.75 |  | 3.2625
648694 |  | Walls | Existing - ATC | Basic Wall: C_WAL_CW_Concrete Wall_T_750mm | 01-01-01-09-002-30 | Wall | Cast in Situ |  |  | 119.75 |  | 2.475
648696 |  | Walls | Existing - ATC | Basic Wall: C_WAL_CW_Concrete Wall_T_750mm | 01-01-01-09-002-30 | Wall | Cast in Situ |  |  | 119.75 |  | 2.175
648698 |  | Walls | Existing - ATC | Basic Wall: C_WAL_CW_Concrete Wall_T_750mm | 01-01-01-09-002-30 | Wall | Cast in Situ |  |  | 119.75 |  | 2.475
648700 |  | Walls | Existing - ATC | Basic Wall: C_WAL_CW_Concrete Wall_T_750mm | 01-01-01-09-002-30 | Wall | Cast in Situ |  |  | 119.75 |  | 2.175
648702 |  | Walls | Existing - ATC | Basic Wall: C_WAL_CW_Concrete Wall_T_750mm | 01-01-01-09-002-30 | Wall | Cast in Situ |  |  | 119.75 |  | 2.4752
648704 |  | Walls | Existing - ATC | Basic Wall: C_WAL_CW_Concrete Wall_T_750mm | 01-01-01-09-002-30 | Wall | Cast in Situ |  |  | 119.75 |  | 2.4752
648706 |  | Walls | Existing - ATC | Basic Wall: C_WAL_CW_Concrete Wall_T_750mm | 01-01-01-09-002-30 | Wall | Cast in Situ |  |  | 119.75 |  | 2.1752
648708 |  | Walls | Existing - ATC | Basic Wall: C_WAL_CW_Concrete Wall_T_750mm | 01-01-01-09-002-30 | Wall | Cast in Situ |  |  | 119.75 |  | 2.4752
648710 |  | Walls | Existing - ATC | Basic Wall: C_WAL_CW_Concrete Wall_T_750mm | 01-01-01-09-002-30 | Wall | Cast in Situ |  |  | 119.75 |  | 2.4752
648712 |  | Walls | Existing - ATC | Basic Wall: C_WAL_CW_Concrete Wall_T_750mm | 01-01-01-09-002-30 | Wall | Cast in Situ |  |  | 119.75 |  | 2.4752
648714 |  | Walls | Existing - ATC | Basic Wall: C_WAL_CW_Concrete Wall_T_750mm | 01-01-01-09-002-30 | Wall | Cast in Situ |  |  | 119.75 |  | 2.4752
648716 |  | Walls | Existing - ATC | Basic Wall: C_WAL_CW_Concrete Wall_T_750mm | 01-01-01-09-002-30 | Wall | Cast in Situ |  |  | 119.75 |  | 2.4752
648718 |  | Walls | Existing - ATC | Basic Wall: C_WAL_CW_Concrete Wall_T_750mm | 01-01-01-09-002-30 | Wall | Cast in Situ |  |  | 119.75 |  | 2.4752
648720 |  | Walls | Existing - ATC | Basic Wall: C_WAL_CW_Concrete Wall_T_750mm | 01-01-01-09-002-30 | Wall | Cast in Situ |  |  | 119.75 |  | 3.7127
648722 |  | Walls | Existing - ATC | Basic Wall: C_WAL_CW_Concrete Wall_T_750mm | 01-01-01-09-002-30 | Wall | Cast in Situ |  |  | 119.75 |  | 2.4752
648724 |  | Walls | Existing - ATC | Basic Wall: C_WAL_CW_Concrete Wall_T_750mm | 01-01-01-09-002-30 | Wall | Cast in Situ |  |  | 119.75 |  | 2.4647
648726 |  | Walls | Existing - ATC | Basic Wall: C_WAL_CW_Concrete Wall_T_750mm | 01-01-01-09-002-30 | Wall | Cast in Situ |  |  | 119.75 |  | 2.4751
648728 |  | Walls | Existing - ATC | Basic Wall: C_WAL_CW_Concrete Wall_T_750mm | 01-01-01-09-002-30 | Wall | Cast in Situ |  |  | 119.75 |  | 2.4751
648993 |  | Walls | Existing - ATC | Basic Wall: C_WAL_CW_Concrete Wall_T_500mm | 01-01-01-09-002-30 | Wall | Cast in Situ |  |  | 119.75 |  | 3.63
648995 |  | Walls | Existing - ATC | Basic Wall: C_WAL_CW_Concrete Wall_T_500mm | 01-01-01-09-002-30 | Wall | Cast in Situ |  |  | 119.75 |  | 3.201
648997 |  | Walls | Existing - ATC | Basic Wall: C_WAL_CW_Concrete Wall_T_500mm | 01-01-01-09-002-30 | Wall | Cast in Situ |  |  | 119.75 |  | 37.9943
649100 |  | Walls | Existing - ATC | Basic Wall: C_WAL_CW_Concrete Wall _T_2875mm | 01-01-01-09-002-30 | Wall | Cast in Situ |  |  | 119.75 |  | 9.4875
649102 |  | Walls | Existing - ATC | Basic Wall: C_WAL_CW_Concrete Wall _T_3020mm | 01-01-01-09-002-30 | Wall | Cast in Situ |  |  | 119.75 |  | 9.966
649142 |  | Walls | Existing - ATC | Basic Wall: C_WAL_CW_Concrete Wall_T_500mm | 01-01-01-09-002-30 | Wall | Cast in Situ |  |  | 119.75 |  | 60.5807
649270 |  | Walls | Existing - ATC | Basic Wall: C_WAL_CW_Concrete Wall_T_500mm | 01-01-01-09-002-30 | Wall | Cast in Situ |  |  | 119.75 |  | 23.3905
649364 |  | Walls | New Construction | Basic Wall: C_WAL_CW_Concrete Wall_T_600mm | 01-01-01-09-002-30 | Wall | Cast in Situ |  |  | 119.75 |  | 17.0697
649366 |  | Walls | Existing - ATC | Basic Wall: C_WAL_CW_Concrete Wall_T_600mm | 01-01-01-09-002-30 | Wall | Cast in Situ |  |  | 119.75 |  | 3.4875
649368 |  | Walls | Existing - ATC | Basic Wall: C_WAL_CW_Concrete Wall_T_600mm | 01-01-01-09-002-30 | Wall | Cast in Situ |  |  | 119.75 |  | 9.9822
649370 |  | Walls | Existing - ATC | Basic Wall: C_WAL_CW_Concrete Wall_T_600mm | 01-01-01-09-002-30 | Wall | Cast in Situ |  |  | 119.75 |  | 10.0194
649372 |  | Walls | Existing - ATC | Basic Wall: C_WAL_CW_Concrete Wall_T_600mm | 01-01-01-10-002-30 | Wall | Cast in Situ |  |  | 119.75 |  | 6.2064
649374 |  | Walls | Existing - ATC | Basic Wall: C_WAL_CW_Concrete Wall_T_600mm | 01-01-01-10-002-30 | Wall | Cast in Situ |  |  | 119.75 |  | 4.4791
649376 |  | Walls | Existing - ATC | Basic Wall: C_WAL_CW_Concrete Wall_T_750mm | 01-01-01-10-002-30 | Wall | Cast in Situ |  |  | 119.75 |  | 7.4346
649516 |  | Walls | Existing - ATC | Basic Wall: C_WAL_CW_Concrete Wall_T_750mm | 01-01-01-10-002-30 | Wall | Cast in Situ |  |  | 119.75 |  | 24.5017
650026 |  | Walls | Existing - ATC | Basic Wall: C_WAL_CW_Concrete Wall_T_350mm | 01-01-01-09-002-30 | Wall | Cast in Situ |  |  | 119.75 |  | 1.617
650030 |  | Walls | Existing - ATC | Basic Wall: C_WAL_CW_Concrete Wall_T_350mm | 01-01-01-09-002-30 | Wall | Cast in Situ |  |  | 119.75 |  | 1.4149
650080 |  | Walls | Existing - ATC | Basic Wall: C_WAL_CW_Concrete Wall_T_350mm | 01-01-01-09-002-30 | Wall | Cast in Situ |  |  | 119.75 |  | 1.3283
650082 |  | Walls | Existing - ATC | Basic Wall: C_WAL_CW_Concrete Wall_T_350mm | 01-01-01-09-002-30 | Wall | Cast in Situ |  |  | 119.75 |  | 7.4094
650211 |  | Walls | Existing - ATC | Basic Wall: C_WAL_CW_Concrete Wall_T_350mm | 01-01-01-09-002-30 | Wall | Cast in Situ |  |  | 119.75 |  | 3.6181
650213 |  | Walls | Existing - ATC | Basic Wall: C_WAL_CW_Concrete Wall_T_350mm | 01-01-01-09-002-30 | Wall | Cast in Situ |  |  | 119.75 |  | 1.1165
650215 |  | Walls | Existing - ATC | Basic Wall: C_WAL_CW_Concrete Wall_T_350mm | 01-01-01-09-002-30 | Wall | Cast in Situ |  |  | 119.75 |  | 6.4172
650217 |  | Walls | Existing - ATC | Basic Wall: C_WAL_CW_Concrete Wall_T_350mm | 01-01-01-09-002-30 | Wall | Cast in Situ |  |  | 119.75 |  | 1.2704
650288 |  | Walls | Existing - ATC | Basic Wall: C_WAL_CW_Concrete Wall_T_350mm | 01-01-01-09-002-30 | Wall | Cast in Situ |  |  | 119.75 |  | 4.2504
650290 |  | Walls | Existing - ATC | Basic Wall: C_WAL_CW_Concrete Wall_T_350mm | 01-01-01-09-002-30 | Wall | Cast in Situ |  |  | 119.75 |  | 3.1756
650292 |  | Walls | Existing - ATC | Basic Wall: C_WAL_CW_Concrete Wall_T_350mm | 01-01-01-09-002-30 | Wall | Cast in Situ |  |  | 119.75 |  | 3.8462
650294 |  | Walls | Existing - ATC | Basic Wall: C_WAL_CW_Concrete Wall_T_350mm | 01-01-01-09-002-30 | Wall | Cast in Situ |  |  | 119.75 |  | 2.772
650355 |  | Walls | Existing - ATC | Basic Wall: C_WAL_CW_Concrete Wall_T_350mm | 01-01-01-09-002-30 | Wall | Cast in Situ |  |  | 119.75 |  | 3.0319
650444 |  | Walls | Existing - ATC | Basic Wall: C_WAL_CW_Concrete Wall_T_350mm | 01-01-01-09-002-30 | Wall | Cast in Situ |  |  | 119.75 |  | 1.6748
650866 |  | Structural Columns | Existing - ATC | C_COL_CC_Concrete Columns Square_BxH_: 750x750mm | 01-01-01-09-002-30 | Rectangular Column | Cast in Situ |  |  | 175.83 |  | 1.6313
650868 |  | Structural Columns | Existing - ATC | C_COL_CC_Concrete Columns Square_BxH_: 900x900mm | 01-01-01-09-002-30 | Rectangular Column | Cast in Situ |  |  | 175.83 |  | 2.349
650870 |  | Structural Columns | Existing - ATC | C_COL_CC_Concrete Columns Square_BxH_: 750x750mm | 01-01-01-09-002-30 | Rectangular Column | Cast in Situ |  |  | 175.83 |  | 1.6313
650872 |  | Structural Columns | Existing - ATC | C_COL_CC_Concrete Columns Square_BxH_: 750x750mm | 01-01-01-09-002-30 | Rectangular Column | Cast in Situ |  |  | 175.83 |  | 1.8563
650874 |  | Structural Columns | Existing - ATC | C_COL_CC_Concrete Columns Rectangular_BxH_: 750x1650mm | 01-01-01-09-002-30 | Rectangular Column | Cast in Situ |  |  | 175.83 |  | 4.0838
650876 |  | Structural Columns | Existing - ATC | C_COL_CC_Concrete Columns Square_BxH_: 750x750mm | 01-01-01-09-002-30 | Rectangular Column | Cast in Situ |  |  | 175.83 |  | 1.6313
650878 |  | Structural Columns | Existing - ATC | C_COL_CC_Concrete Columns Square_BxH_: 450x450mm | 01-01-01-09-002-30 | Rectangular Column | Cast in Situ |  |  | 175.83 |  | 0.58725
650880 |  | Structural Columns | Existing - ATC | C_COL_CC_Concrete Columns Square_BxH_: 900x900mm | 01-01-01-09-002-30 | Rectangular Column | Cast in Situ |  |  | 175.83 |  | 2.349
650882 |  | Structural Columns | Existing - ATC | C_COL_CC_Concrete Columns Square_BxH_: 450x450mm | 01-01-01-09-002-30 | Rectangular Column | Cast in Situ |  |  | 175.83 |  | 0.53663
650884 |  | Structural Columns | Existing - ATC | C_COL_CC_Concrete Columns Square_BxH_: 750x750mm | 01-01-01-09-002-30 | Rectangular Column | Cast in Situ |  |  | 175.83 |  | 1.4906
650886 |  | Structural Columns | Existing - ATC | C_COL_CC_Concrete Columns Square_BxH_: 450x450mm | 01-01-01-09-002-30 | Rectangular Column | Cast in Situ |  |  | 175.83 |  | 0.58725
650892 |  | Structural Columns | Existing - ATC | C_COL_CC_Concrete Columns Square_BxH_: 750x750mm | 01-01-01-09-002-30 | Rectangular Column | Cast in Situ |  |  | 175.83 |  | 1.6313
650894 |  | Structural Columns | Existing - ATC | C_COL_CC_Concrete Columns Square_BxH_: 700x700mm | 01-01-01-09-002-30 | Rectangular Column | Cast in Situ |  |  | 175.83 |  | 1.3475
650896 |  | Structural Columns | Existing - ATC | C_COL_CC_Concrete Columns Square_BxH_: 700x700mm | 01-01-01-09-002-30 | Rectangular Column | Cast in Situ |  |  | 175.83 |  | 1.3475
650898 |  | Structural Columns | Existing - ATC | C_COL_CC_Concrete Columns Square_BxH_: 700x700mm | 01-01-01-09-002-30 | Rectangular Column | Cast in Situ |  |  | 175.83 |  | 1.3475
650900 |  | Structural Columns | Existing - ATC | C_COL_CC_Concrete Columns Square_BxH_: 700x700mm | 01-01-01-09-002-30 | Rectangular Column | Cast in Situ |  |  | 175.83 |  | 1.3475
650902 |  | Structural Columns | Existing - ATC | C_COL_CC_Concrete Columns Rectangular_BxH_: 350x500mm | 01-01-01-09-002-30 | Rectangular Column | Cast in Situ |  |  | 175.83 |  | 0.5775
650904 |  | Structural Columns | Existing - ATC | C_COL_CC_Concrete Columns Rectangular_BxH_: 350x500mm | 01-01-01-09-002-30 | Rectangular Column | Cast in Situ |  |  | 175.83 |  | 0.48125
650906 |  | Structural Columns | Existing - ATC | C_COL_CC_Concrete Columns Square_BxH_: 750x750mm | 01-01-01-09-002-30 | Rectangular Column | Cast in Situ |  |  | 175.83 |  | 1.8563
650908 |  | Structural Columns | Existing - ATC | C_COL_CC_Concrete Columns Square_BxH_: 750x750mm | 01-01-01-09-002-30 | Rectangular Column | Cast in Situ |  |  | 175.83 |  | 1.6313
650910 |  | Structural Columns | Existing - ATC | C_COL_CC_Concrete Columns Square_BxH_: 750x750mm | 01-01-01-09-002-30 | Rectangular Column | Cast in Situ |  |  | 175.83 |  | 1.6313
650912 |  | Structural Columns | Existing - ATC | C_COL_CC_Concrete Columns Square_BxH_: 650x650mm | 01-01-01-09-002-30 | Rectangular Column | Cast in Situ |  |  | 175.83 |  | 1.3943
650914 |  | Structural Columns | Existing - ATC | C_COL_CC_Concrete Columns Square_BxH_: 650x650mm | 01-01-01-09-002-30 | Rectangular Column | Cast in Situ |  |  | 175.83 |  | 1.3943
650916 |  | Structural Columns | Existing - ATC | C_COL_CC_Concrete Columns Square_BxH_: 750x750mm | 01-01-01-09-002-30 | Rectangular Column | Cast in Situ |  |  | 175.83 |  | 1.6313
651637 |  | Generic Models | New Construction | ATC_STR Vertical Opening (Rectangle): ATC_STR Vertical Opening (Rectangle)
651836 |  | Floors | Existing - ATC | Floor: C_SL_Concrete Slab_T_300mm | 01-01-01-09-002-30 | Suspended Slab | Cast in Situ |  |  | 155 |  | 2.7
651970 |  | Floors | Existing - ATC | Floor: C_SL_Concrete Slab_T_300mm | 01-01-01-09-002-30 | Suspended Slab | Cast in Situ |  |  | 155 |  | 65.0058
652552 |  | Floors | Existing - ATC | Floor: C_SL_Concrete Slab_T_300mm | 01-01-01-09-002-30 | Suspended Slab | Cast in Situ |  |  | 155 |  | 0.8904
653748 |  | Generic Models | New Construction | ATC_Floor Opening: 600 X 600 X 500
653959 |  | Generic Models | New Construction | ATC_Floor Opening: 350 x 400 x 500
654094 |  | Generic Models | New Construction | ATC_Floor Opening: 250 x 250 x 500
654184 |  | Generic Models | New Construction | ATC_Floor Opening: 600 X 600 X 500
654237 |  | Generic Models | New Construction | ATC_Floor Opening: 250 x 300 x 500
667794 |  | Walls | Existing - ATC | Basic Wall: C_WAL_CW_Concrete Wall Planted_T_200mm | 01-01-01-09-003-30 | Wall | Cast in Situ |  |  | 155.74 |  | 1.9854
667800 |  | Walls | Existing - ATC | Basic Wall: C_WAL_CW_Concrete Wall Planted_T_200mm | 01-01-01-09-003-30 | Wall | Cast in Situ |  |  | 155.74 |  | 8.4364
667806 |  | Walls | Existing - ATC | Basic Wall: C_WAL_CW_Concrete Wall Planted_T_200mm | 01-01-01-09-003-30 | Wall | Cast in Situ |  |  | 155.74 |  | 1.9223
667808 |  | Walls | Existing - ATC | Basic Wall: C_WAL_CW_Concrete Wall Planted_T_200mm | 01-01-01-09-003-30 | Wall | Cast in Situ |  |  | 155.74 |  | 1.8085
667814 |  | Walls | Existing - ATC | Basic Wall: C_WAL_CW_Concrete Wall Planted_T_200mm | 01-01-01-09-003-30 | Wall | Cast in Situ |  |  | 155.74 |  | 0.9298
667828 |  | Walls | Existing - ATC | Basic Wall: C_WAL_CW_Concrete Wall_T_350mm | 01-01-01-09-003-30 | Wall | Cast in Situ |  |  | 155.74 |  | 2.0045
667830 |  | Walls | Existing - ATC | Basic Wall: C_WAL_CW_Concrete Wall_T_350mm | 01-01-01-09-003-30 | Wall | Cast in Situ |  |  | 155.74 |  | 11.2285
667840 |  | Walls | Existing - ATC | Basic Wall: C_WAL_CW_Concrete Wall Planted_T_200mm | 01-01-01-09-003-30 | Wall | Cast in Situ |  |  | 155.74 |  | 0.47916
667856 |  | Walls | New Construction | Basic Wall: C_WAL_CW_Concrete Wall_T_500mm | 01-01-01-09-003-30 | Wall | Cast in Situ |  |  | 155.74 |  | 20.0001
667858 |  | Walls | New Construction | Basic Wall: C_WAL_CW_Concrete Wall_T_750mm | 01-01-01-09-003-30 | Wall | Cast in Situ |  |  | 155.74 |  | 5.8107
667860 |  | Walls | New Construction | Basic Wall: C_WAL_CW_Concrete Wall_T_500mm | 01-01-01-09-003-30 | Wall | Cast in Situ |  |  | 155.74 |  | 4.225
667872 |  | Walls | Existing - ATC | Basic Wall: C_WAL_CW_Concrete Wall_T_500mm | 01-01-01-09-003-30 | Wall | Cast in Situ |  |  | 155.74 |  | 16.8751
667879 |  | Walls | Existing - ATC | Basic Wall: C_WAL_CW_Concrete Wall_T_750mm | 01-01-01-09-003-30 | Wall | Cast in Situ |  |  | 155.74 |  | 3.75
667888 |  | Walls | Existing - ATC | Basic Wall: C_WAL_CW_Concrete Wall_T_750mm | 01-01-01-09-003-30 | Wall | Cast in Situ |  |  | 155.74 |  | 16.8748
667894 |  | Walls | Existing - ATC | Basic Wall: C_WAL_CW_Concrete Wall_T_750mm | 01-01-01-09-003-30 | Wall | Cast in Situ |  |  | 155.74 |  | 5.625
667896 |  | Walls | Existing - ATC | Basic Wall: C_WAL_CW_Concrete Wall_T_750mm | 01-01-01-09-003-30 | Wall | Cast in Situ |  |  | 155.74 |  | 5.625
667912 |  | Walls | Existing - ATC | Basic Wall: C_WAL_CW_Concrete Wall _T_3020mm | 01-01-01-09-003-30 | Wall | Cast in Situ |  |  | 155.74 |  | 22.6497
667926 |  | Walls | Existing - ATC | Basic Wall: C_WAL_CW_Concrete Wall_T_350mm | 01-01-01-09-003-30 | Wall | Cast in Situ |  |  | 155.74 |  | 13.5214
667936 |  | Walls | Existing - ATC | Basic Wall: C_WAL_CW_Concrete Wall_T_350mm | 01-01-01-09-003-30 | Wall | Cast in Situ |  |  | 155.74 |  | 6.65
667938 |  | Walls | Existing - ATC | Basic Wall: C_WAL_CW_Concrete Wall_T_720mm | 01-01-01-09-003-30 | Wall | Cast in Situ |  |  | 155.74 |  | 26.676
667951 |  | Walls | Existing - ATC | Basic Wall: C_WAL_CW_Concrete Wall_T_350mm | 01-01-01-09-003-30 | Wall | Cast in Situ |  |  | 155.74 |  | 0.58616
668058 |  | Floors | Existing - ATC | Floor: C_SL_Concrete Slab_T_250mm | 01-01-01-09-003-30 | Suspended Slab | Cast in Situ |  |  | 155 |  | 8.8266
668082 |  | Walls | Existing - ATC | Basic Wall: C_WAL_CW_Concrete Wall_T_350mm | 01-01-01-09-003-30 | Wall | Cast in Situ |  |  | 155.74 |  | 4.8729
668084 |  | Walls | Existing - ATC | Basic Wall: C_WAL_CW_Concrete Wall_T_350mm | 01-01-01-09-003-30 | Wall | Cast in Situ |  |  | 155.74 |  | 1.4761
668086 |  | Walls | Existing - ATC | Basic Wall: C_WAL_CW_Concrete Wall_T_350mm | 01-01-01-09-003-30 | Wall | Cast in Situ |  |  | 155.74 |  | 10.9371
668088 |  | Walls | Existing - ATC | Basic Wall: C_WAL_CW_Concrete Wall_T_350mm | 01-01-01-09-003-30 | Wall | Cast in Situ |  |  | 155.74 |  | 1.9249
668114 |  | Walls | Existing - ATC | Basic Wall: C_WAL_CW_Concrete Wall_T_350mm | 01-01-01-09-003-30 | Wall | Cast in Situ |  |  | 155.74 |  | 6.44
668116 |  | Walls | Existing - ATC | Basic Wall: C_WAL_CW_Concrete Wall_T_350mm | 01-01-01-09-003-30 | Wall | Cast in Situ |  |  | 155.74 |  | 4.7941
668118 |  | Walls | Existing - ATC | Basic Wall: C_WAL_CW_Concrete Wall_T_350mm | 01-01-01-09-003-30 | Wall | Cast in Situ |  |  | 155.74 |  | 5.6524
668120 |  | Walls | Existing - ATC | Basic Wall: C_WAL_CW_Concrete Wall_T_350mm | 01-01-01-09-003-30 | Wall | Cast in Situ |  |  | 155.74 |  | 1.12
668148 |  | Walls | Existing - ATC | Basic Wall: C_WAL_PW_Planted Wall_T_350mm | 01-01-01-09-003-30 | Wall | Cast in Situ |  |  | 155.74 |  | 6.1548
668158 |  | Walls | Existing - ATC | Basic Wall: C_WAL_CW_Concrete Wall_T_350mm | 01-01-01-09-003-30 | Wall | Cast in Situ |  |  | 155.74 |  | 5.3471
668179 |  | Walls | Existing - ATC | Basic Wall: C_WAL_CW_Concrete Wall_T_300mm | 01-01-01-09-003-30 | Wall | Cast in Situ |  |  | 155.74 |  | 6.8786
668189 |  | Walls | Existing - ATC | Basic Wall: C_WAL_CW_Concrete Wall_T_350mm | 01-01-01-09-003-30 | Wall | Cast in Situ |  |  | 155.74 |  | 9.1337
668199 |  | Walls | Existing - ATC | Basic Wall: C_WAL_CW_Concrete Wall_T_350mm | 01-01-01-09-003-30 | Wall | Cast in Situ |  |  | 155.74 |  | 2.0343
668209 |  | Walls | Existing - ATC | Basic Wall: C_WAL_CW_Concrete Wall_T_350mm | 01-01-01-09-003-30 | Wall | Cast in Situ |  |  | 155.74 |  | 7.0876
668219 |  | Walls | Existing - ATC | Basic Wall: C_WAL_CW_Concrete Wall_T_350mm | 01-01-01-09-003-30 | Wall | Cast in Situ |  |  | 155.74 |  | 5.9917
668229 |  | Walls | Existing - ATC | Basic Wall: C_WAL_CW_Concrete Wall_T_350mm | 01-01-01-09-003-30 | Wall | Cast in Situ |  |  | 155.74 |  | 3.1429
668255 |  | Walls | Existing - ATC | Basic Wall: C_WAL_CW_Concrete Wall_T_350mm | 01-01-01-09-003-30 | Wall | Cast in Situ |  |  | 155.74 |  | 3.1499
668261 |  | Walls | Existing - ATC | Basic Wall: C_WAL_CW_Concrete Wall_T_350mm | 01-01-01-09-003-30 | Wall | Cast in Situ |  |  | 155.74 |  | 6.653
668331 |  | Walls | Existing - ATC | Basic Wall: C_WAL_CW_Concrete Wall_T_750mm | 01-01-01-09-003-30 | Wall | Cast in Situ |  |  | 155.74 |  | 3.75
668458 |  | Walls | Existing - ATC | Basic Wall: C_WAL_CW_Concrete Wall_T_750mm | 01-01-01-09-003-30 | Wall | Cast in Situ |  |  | 155.74 |  | 5.625
668460 |  | Walls | Existing - ATC | Basic Wall: C_WAL_CW_Concrete Wall_T_750mm | 01-01-01-09-003-30 | Wall | Cast in Situ |  |  | 155.74 |  | 5.4565
668462 |  | Walls | Existing - ATC | Basic Wall: C_WAL_CW_Concrete Wall_T_750mm | 01-01-01-09-003-30 | Wall | Cast in Situ |  |  | 155.74 |  | 5.6252
668464 |  | Walls | Existing - ATC | Basic Wall: C_WAL_CW_Concrete Wall_T_750mm | 01-01-01-09-003-30 | Wall | Cast in Situ |  |  | 155.74 |  | 5.4565
668466 |  | Walls | Existing - ATC | Basic Wall: C_WAL_CW_Concrete Wall_T_750mm | 01-01-01-09-003-30 | Wall | Cast in Situ |  |  | 155.74 |  | 5.2877
668468 |  | Walls | Existing - ATC | Basic Wall: C_WAL_CW_Concrete Wall_T_750mm | 01-01-01-09-003-30 | Wall | Cast in Situ |  |  | 155.74 |  | 3.7502
668470 |  | Walls | Existing - ATC | Basic Wall: C_WAL_CW_Concrete Wall_T_750mm | 01-01-01-09-003-30 | Wall | Cast in Situ |  |  | 155.74 |  | 5.2876
668472 |  | Walls | Existing - ATC | Basic Wall: C_WAL_CW_Concrete Wall_T_750mm | 01-01-01-09-003-30 | Wall | Cast in Situ |  |  | 155.74 |  | 5.6252
668839 |  | Walls | Existing - ATC | Basic Wall: C_WAL_CW_Concrete Wall_T_500mm | 01-01-01-09-003-30 | Wall | Cast in Situ |  |  | 155.74 |  | 11.5625
669494 |  | Walls | Existing - ATC | Basic Wall: C_WAL_CW_Concrete Wall_T_500mm | 01-01-01-09-003-30 | Wall | Cast in Situ |  |  | 155.74 |  | 1.0875
669850 |  | Generic Models | New Construction | ATC_STR Vertical Opening (Rectangle): ATC_STR Vertical Opening (Rectangle)
670152 |  | Generic Models | New Construction | ATC_STR Vertical Opening (Rectangle): ATC_STR Vertical Opening (Rectangle)
670330 |  | Generic Models | New Construction | ATC_STR Vertical Opening (Rectangle): ATC_STR Vertical Opening (Rectangle)
670421 |  | Generic Models | New Construction | ATC_STR Vertical Opening (Rectangle): ATC_STR Vertical Opening (Rectangle)
670663 |  | Generic Models | New Construction | ATC_STR Vertical Opening (Rectangle): ATC_STR Vertical Opening (Rectangle)
670694 |  | Generic Models | New Construction | ATC_STR Vertical Opening (Rectangle): ATC_STR Vertical Opening (Rectangle)
670746 |  | Generic Models | New Construction | ATC_STR Vertical Opening (Rectangle): ATC_STR Vertical Opening (Rectangle)
670850 |  | Structural Framing | Existing - ATC | C_BEA_CB_Concrete Beams_BxH_: 600x600mm | 01-01-01-09-002-30 | Suspended Beam | Cast in Situ |  |  | 389.28 |  | 1.371
675180 |  | Floors | Existing - ATC | Floor: C_SL_Concrete Slab_T_400mm | 01-01-01-09-003-30 | Suspended Slab | Cast in Situ |  |  | 155 |  | 749.2131
677654 |  | Floors | New Construction | Floor: C_SL_Concrete Slab_T_250mm | 01-01-01-09-003-30 | Suspended Slab | Cast in Situ |  |  | 155 |  | 7.905
677724 |  | Walls | New Construction | Basic Wall: C_WAL_CW_Concrete Wall_T_250mm | 01-01-01-09-003-30 | Wall | Cast in Situ |  |  | 155.74 |  | 0.69874
677735 |  | Walls | New Construction | Basic Wall: C_WAL_CW_Concrete Wall_T_250mm | 01-01-01-09-003-30 | Wall | Cast in Situ |  |  | 155.74 |  | 0.63049
677745 |  | Walls | New Construction | Basic Wall: C_WAL_CW_Concrete Wall_T_250mm | 01-01-01-09-003-30 | Wall | Cast in Situ |  |  | 155.74 |  | 3.4125
677756 |  | Walls | New Construction | Basic Wall: C_WAL_CW_Concrete Wall_T_250mm | 01-01-01-09-003-30 | Wall | Cast in Situ |  |  | 155.74 |  | 0.6305
677767 |  | Walls | New Construction | Basic Wall: C_WAL_CW_Concrete Wall_T_250mm | 01-01-01-09-003-30 | Wall | Cast in Situ |  |  | 155.74 |  | 1.4788
677777 |  | Walls | New Construction | Basic Wall: C_WAL_CW_Concrete Wall_T_250mm | 01-01-01-09-003-30 | Wall | Cast in Situ |  |  | 155.74 |  | 0.40625
677840 |  | Walls | Existing - ATC | Basic Wall: C_WAL_CW_Concrete Wall Planted_T_200mm | 01-01-01-09-003-30 | Wall | Cast in Situ |  |  | 155.74 |  | 1.318
677855 |  | Walls | Existing - ATC | Basic Wall: C_WAL_CW_Concrete Wall Planted_T_200mm | 01-01-01-09-003-30 | Wall | Cast in Situ |  |  | 155.74 |  | 0.92693
677887 |  | Walls | Existing - ATC | Basic Wall: C_WAL_CW_Concrete Wall Planted_T_200mm | 01-01-01-09-003-30 | Wall | Cast in Situ |  |  | 155.74 |  | 5.083
677900 |  | Walls | Existing - ATC | Basic Wall: C_WAL_CW_Concrete Wall Planted_T_200mm | 01-01-01-09-003-30 | Wall | Cast in Situ |  |  | 155.74 |  | 1.3539
677913 |  | Walls | Existing - ATC | Basic Wall: C_WAL_CW_Concrete Wall Planted_T_200mm | 01-01-01-09-003-30 | Wall | Cast in Situ |  |  | 155.74 |  | 0.38609
677926 |  | Walls | Existing - ATC | Basic Wall: C_WAL_CW_Concrete Wall Planted_T_200mm | 01-01-01-09-003-30 | Wall | Cast in Situ |  |  | 155.74 |  | 0.38615
677939 |  | Walls | Existing - ATC | Basic Wall: C_WAL_CW_Concrete Wall Planted_T_200mm | 01-01-01-09-003-30 | Wall | Cast in Situ |  |  | 155.74 |  | 0.64541
677954 |  | Walls | Existing - ATC | Basic Wall: C_WAL_CW_Concrete Wall Planted_T_200mm | 01-01-01-09-003-30 | Wall | Cast in Situ |  |  | 155.74 |  | 2.5456
677967 |  | Walls | Existing - ATC | Basic Wall: C_WAL_CW_Concrete Wall Planted_T_200mm | 01-01-01-09-003-30 | Wall | Cast in Situ |  |  | 155.74 |  | 1.1357
678091 |  | Walls | Existing - ATC | Basic Wall: C_WAL_CW_Concrete Wall Planted_T_200mm | 01-01-01-09-003-30 | Wall | Cast in Situ |  |  | 155.74 |  | 8.7767
679207 |  | Walls | Existing - ATC | Basic Wall: C_WAL_CW_Concrete Wall_T_600mm | 01-01-01-09-003-30 | Wall | Cast in Situ |  |  | 155.74 |  | 11.5062
679220 |  | Walls | New Construction | Basic Wall: C_WAL_CW_Concrete Wall_T_600mm | 01-01-01-09-003-30 | Wall | Cast in Situ |  |  | 155.74 |  | 2.367
679229 |  | Walls | New Construction | Basic Wall: C_WAL_CW_Concrete Wall_T_600mm | 01-01-01-09-003-30 | Wall | Cast in Situ |  |  | 155.74 |  | 16.3097
679240 |  | Walls | New Construction | Basic Wall: C_WAL_CW_Concrete Wall_T_600mm | 01-01-01-09-003-30 | Wall | Cast in Situ |  |  | 155.74 |  | 9.4228
679253 |  | Walls | New Construction | Basic Wall: C_WAL_CW_Concrete Wall_T_750mm | 01-01-01-10-003-30 | Wall | Cast in Situ |  |  | 155.74 |  | 8.0691
679333 |  | Walls | New Construction | Basic Wall: C_WAL_CW_Concrete Wall_T_600mm | 01-01-01-10-003-30 | Wall | Cast in Situ |  |  | 155.74 |  | 5.7414
679348 |  | Walls | New Construction | Basic Wall: C_WAL_CW_Concrete Wall_T_600mm | 01-01-01-10-003-30 | Wall | Cast in Situ |  |  | 155.74 |  | 13.1454
679365 |  | Walls | New Construction | Basic Wall: C_WAL_CW_Concrete Wall_T_750mm | 01-01-01-10-003-30 | Wall | Cast in Situ |  |  | 155.74 |  | 10.0615
679480 |  | Walls | New Construction | Basic Wall: C_WAL_CW_Concrete Wall_T_600mm | 01-01-01-09-003-30 | Wall | Cast in Situ |  |  | 155.74 |  | 4.292
679493 |  | Walls | New Construction | Basic Wall: C_WAL_CW_Concrete Wall_T_600mm | 01-01-01-09-003-30 | Wall | Cast in Situ |  |  | 155.74 |  | 7.9965
679541 |  | Floors | New Construction | Floor: C_SL_Concrete Slab_T_1500mm | 01-01-01-09-003-30 | Suspended Slab | Cast in Situ |  |  | 155 |  | 105.9302
679995 |  | Floors | New Construction | Floor: C_SL_Concrete Slab_T_400mm | 01-01-01-10-003-30 | Suspended Slab | Cast in Situ |  |  | 155 |  | 6.069
680702 |  | Walls | New Construction | Basic Wall: C_WAL_CW_Concrete Wall_T_200mm | 01-01-01-09-003-30 | Wall | Cast in Situ |  |  | 155.74 |  | 0.58097
681085 |  | Walls | New Construction | Basic Wall: C_WAL_CW_Concrete Wall_T_600mm | 01-01-01-09-003-30 | Wall | Cast in Situ |  |  | 155.74 |  | 1.074
681308 |  | Floors | Existing - ATC | Floor: C_SL_Concrete Slab_T_400mm Pour Strip | 01-01-01-09-003-30 | Suspended Slab | Cast in Situ |  |  | 155 |  | 16.291
682164 |  | Floors | Existing - ATC | Floor: C_SL_Concrete Slab_T_300mm | 01-01-01-09-003-30 | Suspended Slab | Cast in Situ |  |  | 155 |  | 3.474
694564 |  | Structural Framing | Existing - ATC | C_BEA_CB_Concrete Beams_BxH_: 350x1650mm | 01-01-01-09-003-30 | Suspended Beam | Cast in Situ |  |  | 460.63 |  | 1.8119
694603 |  | Floors | New Construction | Floor: C_SL_Concrete Slab_T_300mm | 01-01-01-09-003-30 | Suspended Slab | Cast in Situ |  |  | 155 |  | 1.0511
694625 |  | Structural Framing | Existing - ATC | C_BEA_CB_Concrete Beams_BxH_: 1200x2400mm | 01-01-01-09-003-30 | Suspended Beam | Cast in Situ |  |  | 460.63 |  | 17.7751
694629 |  | Structural Framing | Existing - ATC | C_BEA_CB_Concrete Beams_BxH_: 1000x2100mm | 01-01-01-09-003-30 | Suspended Beam | Cast in Situ |  |  | 460.63 |  | 12.7732
694639 |  | Structural Framing | Existing - ATC | C_BEA_CB_Concrete Beams_BxH_: 1000x2100mm | 01-01-01-09-003-30 | Suspended Beam | Cast in Situ |  |  | 460.63 |  | 11.2724
694646 |  | Structural Framing | Existing - ATC | C_BEA_CB_Concrete Beams_BxH_: 1000x2100mm | 01-01-01-09-003-30 | Suspended Beam | Cast in Situ |  |  | 460.63 |  | 11.2735
694911 |  | Structural Framing | Existing - ATC | C_BEA_CB_Concrete Beams_BxH_: 350x500mm | 01-01-01-09-003-30 | Suspended Beam | Cast in Situ |  |  | 460.63 |  | 0.14004
694918 |  | Generic Models | New Construction | ATC_Floor Opening: 250 x 250 x 500
694998 |  | Generic Models | New Construction | ATC_Floor Opening: 250 x 250 x 500
695007 |  | Generic Models | New Construction | ATC_Floor Opening: 250 x 250 x 500
695016 |  | Generic Models | New Construction | ATC_Floor Opening: 250 x 250 x 500
695025 |  | Generic Models | New Construction | ATC_Floor Opening: 250 x 250 x 500
695043 |  | Generic Models | New Construction | ATC_Floor Opening: 250 x 250 x 500
695064 |  | Generic Models | New Construction | ATC_Floor Opening: 250 x 250 x 500
695073 |  | Generic Models | New Construction | ATC_Floor Opening: 250 x 250 x 500
695082 |  | Generic Models | New Construction | ATC_Floor Opening: 250 x 250 x 500
695118 |  | Generic Models | New Construction | ATC_Floor Opening: 250 x 250 x 500
695127 |  | Generic Models | New Construction | ATC_Floor Opening: 250 x 250 x 500
695136 |  | Generic Models | New Construction | ATC_Floor Opening: 250 x 250 x 500
695145 |  | Generic Models | New Construction | ATC_Floor Opening: 250 x 250 x 500
695154 |  | Generic Models | New Construction | ATC_Floor Opening: 250 x 250 x 500
695163 |  | Generic Models | New Construction | ATC_Floor Opening: 250 x 250 x 500
695247 |  | Generic Models | New Construction | ATC_Floor Opening: 200 x 200 x 500
695404 |  | Generic Models | New Construction | ATC_Floor Opening: 250 x 250 x 500
695413 |  | Generic Models | New Construction | ATC_Floor Opening: 250 x 250 x 500
695422 |  | Generic Models | New Construction | ATC_Floor Opening: 250 x 250 x 500
695431 |  | Generic Models | New Construction | ATC_Floor Opening: 250 x 250 x 500
695440 |  | Generic Models | New Construction | ATC_Floor Opening: 250 x 250 x 500
695449 |  | Generic Models | New Construction | ATC_Floor Opening: 250 x 250 x 500
695458 |  | Generic Models | New Construction | ATC_Floor Opening: 200 x 200 x 500
695467 |  | Generic Models | New Construction | ATC_Floor Opening: 200 x 200 x 500
695533 |  | Generic Models | New Construction | ATC_Floor Opening (Round): Ø 80
695542 |  | Generic Models | New Construction | ATC_Floor Opening: 250 x 250 x 500
695562 |  | Generic Models | New Construction | ATC_Floor Opening: 250 x 250 x 500
695571 |  | Generic Models | New Construction | ATC_Floor Opening: 250 x 250 x 500
695628 |  | Generic Models | New Construction | ATC_Floor Opening (Round): Ø 80
695637 |  | Generic Models | New Construction | ATC_Floor Opening (Round): Ø 80
695646 |  | Generic Models | New Construction | ATC_Floor Opening: 200 x 200 x 500
695895 |  | Generic Models | New Construction | ATC_Floor Opening: 300 x 1200 x 500
696255 |  | Structural Columns | Existing - ATC | C_COL_CC_Concrete Columns Square_BxH_: 900x900mm | 01-01-01-09-003-30 | Rectangular Column | Cast in Situ |  |  | 175.83 |  | 4.0496
696257 |  | Structural Columns | Existing - ATC | C_COL_CC_Concrete Columns Square_BxH_: 900x900mm | 01-01-01-09-003-30 | Rectangular Column | Cast in Situ |  |  | 175.83 |  | 4.0496
696341 |  | Structural Columns | Existing - ATC | C_COL_CC_Concrete Columns Square_BxH_: 750x750mm | 01-01-01-09-003-30 | Rectangular Column | Cast in Situ |  |  | 175.83 |  | 2.8125
696443 |  | Structural Columns | Existing - ATC | C_COL_CC_Concrete Columns Square_BxH_: 750x750mm | 01-01-01-09-003-30 | Rectangular Column | Cast in Situ |  |  | 175.83 |  | 2.8125
696445 |  | Structural Columns | Existing - ATC | C_COL_CC_Concrete Columns Square_BxH_: 700x700mm | 01-01-01-09-003-30 | Rectangular Column | Cast in Situ |  |  | 175.83 |  | 2.45
696447 |  | Structural Columns | Existing - ATC | C_COL_CC_Concrete Columns Square_BxH_: 700x700mm | 01-01-01-09-003-30 | Rectangular Column | Cast in Situ |  |  | 175.83 |  | 2.45
696449 |  | Structural Columns | Existing - ATC | C_COL_CC_Concrete Columns Square_BxH_: 700x700mm | 01-01-01-09-003-30 | Rectangular Column | Cast in Situ |  |  | 175.83 |  | 2.4496
696451 |  | Structural Columns | Existing - ATC | C_COL_CC_Concrete Columns Square_BxH_: 700x700mm | 01-01-01-09-003-30 | Rectangular Column | Cast in Situ |  |  | 175.83 |  | 2.45
696526 |  | Structural Columns | Existing - ATC | C_COL_CC_Concrete Columns Square_BxH_: 750x750mm | 01-01-01-09-003-30 | Rectangular Column | Cast in Situ |  |  | 175.83 |  | 2.8125
696582 |  | Structural Columns | Existing - ATC | C_COL_CC_Concrete Columns Square_BxH_: 750x750mm | 01-01-01-09-003-30 | Rectangular Column | Cast in Situ |  |  | 175.83 |  | 2.8125
738942 |  | Floors | Existing - ATC | Floor: C_SL_Concrete Slab_T_300mm | 01-01-01-10-004-30 | Suspended Slab | Cast in Situ |  |  | 155 |  | 33.1954
739072 |  | Floors | Existing - ATC | Floor: C_SL_Concrete Slab_T_600mm | 01-01-01-10-004-30 | Suspended Slab | Cast in Situ |  |  | 155 |  | 80.7245
739941 |  | Floors | Existing - ATC | Floor: C_SL_Concrete Slab_T_400mm | 01-01-01-09-004-30 | Suspended Slab | Cast in Situ |  |  | 155 |  | 82.3821
740820 |  | Floors | Existing - ATC | Floor: C_SL_Concrete Slab_T_250mm | 01-01-01-10-004-30 | Suspended Slab | Cast in Situ |  |  | 155 |  | 41.034
740931 |  | Generic Models | New Construction | ATC_Floor Opening: 600 x 600 x 400
740990 |  | Generic Models | New Construction | ATC_Floor Opening: 600 x 600 x 400
741168 |  | Generic Models | New Construction | ATC_Floor Opening: 600 x 600 x 400
741586 |  | Generic Models | New Construction | ATC_Floor Opening: 600 x 600 x 400
741930 |  | Generic Models | New Construction | ATC_Floor Opening: 800 x 800 x 400
741977 |  | Generic Models | New Construction | ATC_Floor Opening: 800 x 800 x 400
742303 |  | Floors | New Construction | Floor: C_SL_Concrete Slab_T_300mm | 01-01-01-11-004-30 | Suspended Slab | Cast in Situ |  |  | 155 |  | 28.8247
742385 |  | Floors | Existing - ATC | Floor: C_SL_Concrete Slab_T_300mm | 01-01-01-09-004-30 | Suspended Slab | Cast in Situ |  |  | 155 |  | 33.5811
742656 |  | Floors | New Construction | Floor: C_SL_Concrete Slab_T_400mm | 01-01-01-09-004-30 | Suspended Slab | Cast in Situ |  |  | 155 |  | 22.8351
743166 |  | Floors | New Construction | Floor: C_SL_Concrete Slab_T_400mm Pour Strip | 01-01-01-09-004-30 | Suspended Slab | Cast in Situ |  |  | 155 |  | 4.12
743401 |  | Floors | Existing - ATC | Floor: C_SL_Concrete Slab_T_300mm Pour Strip | 01-01-01-09-004-30 | Suspended Slab | Cast in Situ |  |  | 155 |  | 2.1375
745236 |  | Floors | Existing - ATC | Floor: C_SL_Concrete Slab_T_400mm | 01-01-01-09-004-30 | Suspended Slab | Cast in Situ |  |  | 155 |  | 173.1352
746584 |  | Floors | Existing - ATC | Floor: C_SL_Concrete Slab_T_300mm | 01-01-01-09-004-30 | Suspended Slab | Cast in Situ |  |  | 155 |  | 11.1201
746711 |  | Floors | New Construction | Floor: C_SL_Concrete Slab_T_300mm | 01-01-01-11-004-30 | Suspended Slab | Cast in Situ |  |  | 155 |  | 20.6191
746780 |  | Floors | Existing - ATC | Floor: C_SL_Concrete Slab_T_400mm | 01-01-01-10-004-30 | Suspended Slab | Cast in Situ |  |  | 155 |  | 59.6531
747286 |  | Floors | New Construction | Floor: C_SL_Concrete Slab_T_300mm | 01-01-01-10-004-30 | Suspended Slab | Cast in Situ |  |  | 155 |  | 15.038
748873 |  | Structural Framing | Existing - ATC | C_BEA_CB_Concrete Beams_BxH_: 200x600mm | 01-01-01-09-004-30 | Suspended Beam | Cast in Situ |  |  | 397.69 |  | 0.36
842915 |  | Structural Columns | Existing - ATC | C_COL_CC_Concrete Columns Square_BxH_: 900x900mm | 01-01-01-09-004-30 | Rectangular Column | Cast in Situ |  |  | 175.83 |  | 3.9116
842984 |  | Structural Columns | Existing - ATC | C_COL_CC_Concrete Columns Square_BxH_: 900x900mm | 01-01-01-09-004-30 | Rectangular Column | Cast in Situ |  |  | 175.83 |  | 3.726
843045 |  | Structural Columns | Existing - ATC | C_COL_CC_Concrete Columns Square_BxH_: 750x750mm | 01-01-01-09-004-30 | Rectangular Column | Cast in Situ |  |  | 175.83 |  | 2.3344
843189 |  | Walls | Existing - ATC | Basic Wall: C_WAL_CW_Concrete Wall_T_750mm | 01-01-01-09-004-30 | Wall | Cast in Situ |  |  | 163.8 |  | 4.6688
843989 |  | Walls | Existing - ATC | Basic Wall: C_WAL_CW_Concrete Wall_T_750mm | 01-01-01-09-004-30 | Wall | Cast in Situ |  |  | 163.8 |  | 16.3685
844387 |  | Walls | New Construction | Basic Wall: C_WAL_CW_Concrete Wall_T_500mm | 01-01-01-09-004-30 | Wall | Cast in Situ |  |  | 163.8 |  | 18.0001
844389 |  | Walls | New Construction | Basic Wall: C_WAL_CW_Concrete Wall_T_750mm | 01-01-01-09-004-30 | Wall | Cast in Situ |  |  | 163.8 |  | 5.5162
844391 |  | Walls | New Construction | Basic Wall: C_WAL_CW_Concrete Wall_T_500mm | 01-01-01-09-004-30 | Wall | Cast in Situ |  |  | 163.8 |  | 3.6775
844393 |  | Walls | New Construction | Basic Wall: C_WAL_CW_Concrete Wall_T_500mm | 01-01-01-09-004-30 | Wall | Cast in Situ |  |  | 163.8 |  | 3.2063
844395 |  | Walls | Existing - ATC | Basic Wall: C_WAL_CW_Concrete Wall_T_750mm | 01-01-01-09-004-30 | Wall | Cast in Situ |  |  | 163.8 |  | 3.7875
844397 |  | Walls | Existing - ATC | Basic Wall: C_WAL_CW_Concrete Wall_T_750mm | 01-01-01-09-004-30 | Wall | Cast in Situ |  |  | 163.8 |  | 5.0625
845089 |  | Walls | New Construction | Basic Wall: C_WAL_CW_Concrete Wall_T_200mm | 01-01-01-09-004-30 | Wall | Cast in Situ |  |  | 163.8 |  | 1.166
845928 |  | Structural Columns | Existing - ATC | C_COL_CC_Concrete Columns Square_BxH_: 750x750mm | 01-01-01-09-004-30 | Rectangular Column | Cast in Situ |  |  | 175.83 |  | 2.7449
846022 |  | Structural Columns | Existing - ATC | C_COL_CC_Concrete Columns Rectangular_BxH_: 750x1650mm | 01-01-01-09-004-30 | Rectangular Column | Cast in Situ |  |  | 175.83 |  | 6.1163
846157 |  | Walls | Existing - ATC | Basic Wall: C_WAL_CW_Concrete Wall_T_350mm | 01-01-01-09-004-30 | Wall | Cast in Situ |  |  | 163.8 |  | 1.9521
846159 |  | Walls | Existing - ATC | Basic Wall: C_WAL_CW_Concrete Wall_T_350mm | 01-01-01-09-004-30 | Wall | Cast in Situ |  |  | 163.8 |  | 10.8916
846266 |  | Walls | Existing - ATC | Basic Wall: C_WAL_CW_Concrete Wall_T_350mm | 01-01-01-09-004-30 | Wall | Cast in Situ |  |  | 163.8 |  | 2.2067
846820 |  | Walls | New Construction | Basic Wall: C_WAL_CW_Concrete Wall_T_350mm | 01-01-01-09-004-30 | Wall | Cast in Situ |  |  | 163.8 |  | 5.6583
846833 |  | Walls | New Construction | Basic Wall: C_WAL_CW_Concrete Wall_T_350mm | 01-01-01-09-004-30 | Wall | Cast in Situ |  |  | 163.8 |  | 3.7852
846890 |  | Walls | New Construction | Basic Wall: C_WAL_CW_White Concrete Wall_T_350mm | 01-01-01-09-004-30 | White Wall | Cast in Situ |  |  | 242.54 |  | 2.7578
846903 |  | Walls | New Construction | Basic Wall: C_WAL_CW_Concrete Wall_T_350mm | 01-01-01-09-004-30 | Wall | Cast in Situ |  |  | 163.8 |  | 4.4161
846916 |  | Walls | New Construction | Basic Wall: C_WAL_CW_Concrete Wall_T_350mm | 01-01-01-09-004-30 | Wall | Cast in Situ |  |  | 163.8 |  | 1.2344
847059 |  | Walls | New Construction | Basic Wall: C_WAL_CW_Concrete Wall_T_350mm | 01-01-01-09-004-30 | Wall | Cast in Situ |  |  | 163.8 |  | 1.5948
847336 |  | Walls | Existing - ATC | Basic Wall: C_WAL_CW_Concrete Wall_T_300mm | 01-01-01-09-004-30 | Wall | Cast in Situ |  |  | 163.8 |  | 6.0134
847338 |  | Walls | Existing - ATC | Basic Wall: C_WAL_CW_Concrete Wall_T_350mm | 01-01-01-09-004-30 | Wall | Cast in Situ |  |  | 163.8 |  | 8.1069
847340 |  | Walls | Existing - ATC | Basic Wall: C_WAL_CW_Concrete Wall_T_350mm | 01-01-01-09-004-30 | Wall | Cast in Situ |  |  | 163.8 |  | 2.3709
847342 |  | Walls | Existing - ATC | Basic Wall: C_WAL_CW_Concrete Wall_T_350mm | 01-01-01-09-004-30 | Wall | Cast in Situ |  |  | 163.8 |  | 6.1796
847344 |  | Walls | Existing - ATC | Basic Wall: C_WAL_CW_Concrete Wall_T_350mm | 01-01-01-09-004-30 | Wall | Cast in Situ |  |  | 163.8 |  | 4.0558
847346 |  | Walls | Existing - ATC | Basic Wall: C_WAL_CW_Concrete Wall_T_350mm | 01-01-01-09-004-30 | Wall | Cast in Situ |  |  | 163.8 |  | 2.7558
847348 |  | Walls | Existing - ATC | Basic Wall: C_WAL_CW_Concrete Wall_T_350mm | 01-01-01-09-004-30 | Wall | Cast in Situ |  |  | 163.8 |  | 2.9833
847350 |  | Walls | Existing - ATC | Basic Wall: C_WAL_CW_Concrete Wall_T_350mm | 01-01-01-09-004-30 | Wall | Cast in Situ |  |  | 163.8 |  | 6.1709
847617 |  | Structural Columns | Existing - ATC | C_COL_CC_Concrete Columns Square_BxH_: 750x750mm | 01-01-01-09-004-30 | Rectangular Column | Cast in Situ |  |  | 175.83 |  | 2.7281
847805 |  | Walls | Existing - ATC | Basic Wall: C_WAL_CW_Concrete Wall_T_350mm | 01-01-01-09-004-30 | Wall | Cast in Situ |  |  | 163.8 |  | 4.7274
847807 |  | Walls | Existing - ATC | Basic Wall: C_WAL_CW_Concrete Wall_T_350mm | 01-01-01-09-004-30 | Wall | Cast in Situ |  |  | 163.8 |  | 2.6136
847809 |  | Walls | Existing - ATC | Basic Wall: C_WAL_CW_Concrete Wall_T_350mm | 01-01-01-09-004-30 | Wall | Cast in Situ |  |  | 163.8 |  | 10.6093
847811 |  | Walls | Existing - ATC | Basic Wall: C_WAL_CW_Concrete Wall_T_350mm | 01-01-01-09-004-30 | Wall | Cast in Situ |  |  | 163.8 |  | 1.8671
848094 |  | Structural Columns | Existing - ATC | C_COL_CC_Concrete Columns Square_BxH_: 700x700mm | 01-01-01-09-004-30 | Rectangular Column | Cast in Situ |  |  | 175.83 |  | 2.5235
848183 |  | Structural Columns | Existing - ATC | C_COL_CC_Concrete Columns Square_BxH_: 700x700mm | 01-01-01-09-004-30 | Rectangular Column | Cast in Situ |  |  | 175.83 |  | 2.0335
848264 |  | Structural Columns | Existing - ATC | C_COL_CC_Concrete Columns Square_BxH_: 700x700mm | 01-01-01-09-004-30 | Rectangular Column | Cast in Situ |  |  | 175.83 |  | 2.0335
848341 |  | Walls | Existing - ATC | Basic Wall: C_WAL_CW_Concrete Wall_T_350mm | 01-01-01-09-004-30 | Wall | Cast in Situ |  |  | 163.8 |  | 5.4976
848356 |  | Walls | Existing - ATC | Basic Wall: C_WAL_CW_Concrete Wall_T_350mm | 01-01-01-09-004-30 | Wall | Cast in Situ |  |  | 163.8 |  | 5.4976
848369 |  | Walls | Existing - ATC | Basic Wall: C_WAL_CW_Concrete Wall_T_350mm | 01-01-01-09-004-30 | Wall | Cast in Situ |  |  | 163.8 |  | 4.8667
848382 |  | Walls | Existing - ATC | Basic Wall: C_WAL_CW_Concrete Wall_T_600mm | 01-01-01-09-004-30 | Wall | Cast in Situ |  |  | 163.8 |  | 45.0631
848488 |  | Walls | Existing - ATC | Basic Wall: C_WAL_CW_Concrete Wall_T_350mm | 01-01-01-09-004-30 | Wall | Cast in Situ |  |  | 163.8 |  | 4.8969
848521 |  | Walls | Existing - ATC | Basic Wall: C_WAL_CW_Concrete Wall_T_350mm | 01-01-01-09-004-30 | Wall | Cast in Situ |  |  | 163.8 |  | 1.6817
848747 |  | Walls | New Construction | Basic Wall: C_WAL_CW_Concrete Wall_T_350mm | 01-01-01-09-004-30 | Wall | Cast in Situ |  |  | 163.8 |  | 4.753
848820 |  | Walls | New Construction | Basic Wall: C_WAL_CW_Concrete Wall_T_350mm | 01-01-01-09-004-30 | Wall | Cast in Situ |  |  | 163.8 |  | 2.8294
849074 |  | Structural Columns | New Construction | C_COL_CC_Concrete Columns Square_BxH_: 500x500mm | 01-01-01-11-004-30 | Rectangular Column | Cast in Situ |  |  | 175.83 |  | 1.1875
849291 |  | Structural Columns | New Construction | C_COL_CC_Concrete Columns Square_BxH_: 600x600mm | 01-01-01-11-004-30 | Rectangular Column | Cast in Situ |  |  | 175.83 |  | 1.746
849456 |  | Walls | Existing - ATC | Basic Wall: C_WAL_CW_Concrete Wall_T_750mm | 01-01-01-09-004-30 | Wall | Cast in Situ |  |  | 163.8 |  | 5.4564
849458 |  | Walls | Existing - ATC | Basic Wall: C_WAL_CW_Concrete Wall_T_750mm | 01-01-01-09-004-30 | Wall | Cast in Situ |  |  | 163.8 |  | 5.4563
849551 |  | Walls | Existing - ATC | Basic Wall: C_WAL_CW_Concrete Wall_T_750mm | 01-01-01-09-004-30 | Wall | Cast in Situ |  |  | 163.8 |  | 5.6813
849582 |  | Walls | New Construction | Basic Wall: C_WAL_CW_Concrete Wall_T_500mm | 01-01-01-11-004-30 | Wall | Cast in Situ |  |  | 163.8 |  | 6.4376
849698 |  | Walls | New Construction | Basic Wall: C_WAL_CW_Concrete Wall_T_500mm | 01-01-01-11-004-30 | Wall | Cast in Situ |  |  | 163.8 |  | 17.7031
850043 |  | Walls | Existing - ATC | Basic Wall: C_WAL_CW_Concrete Wall_T_350mm | 01-01-01-09-004-30 | Wall | Cast in Situ |  |  | 163.8 |  | 6.6332
850045 |  | Walls | Existing - ATC | Basic Wall: C_WAL_CW_Concrete Wall_T_350mm | 01-01-01-09-004-30 | Wall | Cast in Situ |  |  | 163.8 |  | 4.326
850047 |  | Walls | Existing - ATC | Basic Wall: C_WAL_CW_Concrete Wall_T_350mm | 01-01-01-09-004-30 | Wall | Cast in Situ |  |  | 163.8 |  | 6.8599
850049 |  | Walls | Existing - ATC | Basic Wall: C_WAL_CW_Concrete Wall_T_350mm | 01-01-01-09-004-30 | Wall | Cast in Situ |  |  | 163.8 |  | 2.5612
850051 |  | Walls | Existing - ATC | Basic Wall: C_WAL_CW_Concrete Wall_T_350mm | 01-01-01-09-004-30 | Wall | Cast in Situ |  |  | 163.8 |  | 6.2776
850212 |  | Walls | Existing - ATC | Basic Wall: C_WAL_CW_Concrete Wall_T_750mm | 01-01-01-09-004-30 | Wall | Cast in Situ |  |  | 163.8 |  | 5.5127
850422 |  | Walls | Existing - ATC | Basic Wall: C_WAL_CW_Concrete Wall_T_500mm | 01-01-01-09-004-30 | Wall | Cast in Situ |  |  | 163.8 |  | 5.625
850678 |  | Walls | Existing - ATC | Basic Wall: C_WAL_CW_Concrete Wall_T_350mm | 01-01-01-09-004-30 | Wall | Cast in Situ |  |  | 163.8 |  | 9.9986
850803 |  | Walls | Existing - ATC | Basic Wall: C_WAL_CW_Concrete Wall_T_750mm | 01-01-01-09-004-30 | Wall | Cast in Situ |  |  | 163.8 |  | 4.2064
851185 |  | Walls | Existing - ATC | Basic Wall: C_WAL_CW_Concrete Wall_T_750mm | 01-01-01-09-004-30 | Wall | Cast in Situ |  |  | 163.8 |  | 4.7814
851291 |  | Walls | Existing - ATC | Basic Wall: C_WAL_CW_Concrete Wall_T_350mm | 01-01-01-10-004-30 | Wall | Cast in Situ |  |  | 163.8 |  | 15.2246
851399 |  | Walls | Existing - ATC | Basic Wall: C_WAL_CW_Concrete Wall_T_350mm | 01-01-01-10-004-30 | Wall | Cast in Situ |  |  | 163.8 |  | 26.7719
851536 |  | Walls | New Construction | Basic Wall: C_WAL_CW_Concrete Wall Planted_T_200mm | 01-01-01-10-004-30 | Wall | Cast in Situ |  |  | 163.8 |  | 3.2638
851622 |  | Walls | Existing - ATC | Basic Wall: C_WAL_CW_Concrete Wall_T_350mm | 01-01-01-10-004-30 | Wall | Cast in Situ |  |  | 163.8 |  | 8.6356
851780 |  | Structural Columns | Existing - ATC | C_COL_CC_Concrete Columns Square_BxH_: 750x750mm | 01-01-01-10-004-30 | Rectangular Column | Cast in Situ |  |  | 175.83 |  | 1.7297
851930 |  | Structural Columns | Existing - ATC | C_COL_CC_Concrete Columns Rectangular_BxH_: 600x800mm | 01-01-01-10-004-30 | Rectangular Column | Cast in Situ |  |  | 175.83 |  | 1.356
852096 |  | Structural Columns | Existing - ATC | C_COL_CC_Concrete Columns Rectangular_BxH_: 400x800mm | 01-01-01-10-004-30 | Rectangular Column | Cast in Situ |  |  | 175.83 |  | 0.924
852203 |  | Structural Columns | Existing - ATC | C_COL_CC_Concrete Columns Rectangular_BxH_: 400x800mm | 01-01-01-10-004-30 | Rectangular Column | Cast in Situ |  |  | 175.83 |  | 0.924
852267 |  | Structural Columns | Existing - ATC | C_COL_CC_Concrete Columns Rectangular_BxH_: 400x800mm | 01-01-01-10-004-30 | Rectangular Column | Cast in Situ |  |  | 175.83 |  | 0.924
852344 |  | Walls | Existing - ATC | Basic Wall: C_WAL_CW_Concrete Wall_T_750mm | 01-01-01-09-004-30 | Wall | Cast in Situ |  |  | 163.8 |  | 4.7814
852396 |  | Walls | Existing - ATC | Basic Wall: C_WAL_CW_Concrete Wall_T_750mm | 01-01-01-09-004-30 | Wall | Cast in Situ |  |  | 163.8 |  | 4.7813
852501 |  | Walls | Existing - ATC | Basic Wall: C_WAL_CW_Concrete Wall_T_750mm | 01-01-01-09-004-30 | Wall | Cast in Situ |  |  | 163.8 |  | 3.1875
852559 |  | Walls | Existing - ATC | Basic Wall: C_WAL_CW_Concrete Wall_T_350mm | 01-01-01-09-004-30 | Wall | Cast in Situ |  |  | 163.8 |  | 10.7017
852561 |  | Walls | Existing - ATC | Basic Wall: C_WAL_CW_Concrete Wall_T_350mm | 01-01-01-09-004-30 | Wall | Cast in Situ |  |  | 163.8 |  | 6.8423
852563 |  | Walls | Existing - ATC | Basic Wall: C_WAL_CW_Concrete Wall_T_720mm | 01-01-01-09-004-30 | Wall | Cast in Situ |  |  | 163.8 |  | 25.272
852851 |  | Walls | Existing - ATC | Basic Wall: C_WAL_CW_Concrete Wall _T_1500mm | 01-01-01-09-004-30 | Wall | Cast in Situ |  |  | 163.8 |  | 19.4063
853188 |  | Walls | Existing - ATC | Basic Wall: C_WAL_CW_Concrete Wall_T_350mm | 01-01-01-10-004-30 | Wall | Cast in Situ |  |  | 163.8 |  | 12.8987
853201 |  | Walls | Existing - ATC | Basic Wall: C_WAL_CW_Concrete Wall_T_350mm | 01-01-01-10-004-30 | Wall | Cast in Situ |  |  | 163.8 |  | 7.9491
853214 |  | Walls | New Construction | Basic Wall: C_WAL_PW_Planted Wall_T_350mm | 01-01-01-10-004-30 | Wall | Cast in Situ |  |  | 163.8 |  | 7.5392
853344 |  | Walls | Existing - ATC | Basic Wall: C_WAL_CW_Concrete Wall_T_500mm | 01-01-01-09-004-30 | Wall | Cast in Situ |  |  | 163.8 |  | 13.0156
853444 |  | Walls | Existing - ATC | Basic Wall: C_WAL_CW_Concrete Wall_T_600mm | 01-01-01-10-004-30 | Wall | Cast in Situ |  |  | 163.8 |  | 0.72124
853513 |  | Walls | Existing - ATC | Basic Wall: C_WAL_CW_Concrete Wall_T_750mm | 01-01-01-10-004-30 | Wall | Cast in Situ |  |  | 163.8 |  | 1.1531
853626 |  | Walls | Existing - ATC | Basic Wall: C_WAL_CW_Concrete Wall_T_350mm | 01-01-01-10-004-30 | Wall | Cast in Situ |  |  | 163.8 |  | 20.1398
853901 |  | Walls | Existing - ATC | Basic Wall: C_WAL_CW_Concrete Wall_T_300mm | 01-01-01-10-004-30 | Wall | Cast in Situ |  |  | 163.8 |  | 1.9846
853914 |  | Walls | Existing - ATC | Basic Wall: C_WAL_CW_Concrete Wall_T_300mm | 01-01-01-10-004-30 | Wall | Cast in Situ |  |  | 163.8 |  | 5.8782
854325 |  | Walls | Existing - ATC | Basic Wall: C_WAL_CW_Concrete Wall_T_750mm | 01-01-01-10-004-30 | Wall | Cast in Situ |  |  | 163.8 |  | 23.13
854541 |  | Walls | Existing - ATC | Basic Wall: C_WAL_CW_Concrete Wall_T_500mm | 01-01-01-10-004-30 | Wall | Cast in Situ |  |  | 163.8 |  | 14.8725
854856 |  | Walls | Existing - ATC | Basic Wall: C_WAL_CW_Concrete Wall_T_500mm | 01-01-01-10-004-30 | Wall | Cast in Situ |  |  | 163.8 |  | 0.533
855004 |  | Walls | Existing - ATC | Basic Wall: C_WAL_CW_Concrete Wall_T_500mm | 01-01-01-10-004-30 | Wall | Cast in Situ |  |  | 163.8 |  | 1.6656
855047 |  | Walls | Existing - ATC | Basic Wall: C_WAL_CW_Concrete Wall_T_500mm | 01-01-01-10-004-30 | Wall | Cast in Situ |  |  | 163.8 |  | 6.867
855323 |  | Walls | Existing - ATC | Basic Wall: C_WAL_CW_Concrete Wall_T_750mm | 01-01-01-10-004-30 | Wall | Cast in Situ |  |  | 163.8 |  | 13.245
856225 |  | Walls | New Construction | Basic Wall: C_WAL_CW_Concrete Wall_T_100mm | 01-01-01-09-004-30 | Upstand | Cast in Situ |  |  | 163.8 |  | 0.036225
856408 |  | Walls | New Construction | Basic Wall: C_WAL_CW_Concrete Wall_T_100mm | 01-01-01-09-004-30 | Upstand | Cast in Situ |  |  | 163.8 |  | 0.057824
856458 |  | Walls | New Construction | Basic Wall: C_WAL_CW_Concrete Wall_T_100mm | 01-01-01-10-004-30 | Upstand | Cast in Situ |  |  | 163.8 |  | 0.17632
856865 |  | Walls | New Construction | Basic Wall: C_WAL_CW_Concrete Wall_T_100mm | 01-01-01-10-004-30 | Upstand | Cast in Situ |  |  | 163.8 |  | 0.14625
856931 |  | Walls | New Construction | Basic Wall: C_WAL_CW_Concrete Wall_T_100mm | 01-01-01-10-004-30 | Upstand | Cast in Situ |  |  | 163.8 |  | 0.0096846
856946 |  | Walls | New Construction | Basic Wall: C_WAL_CW_Concrete Wall_T_100mm | 01-01-01-10-004-30 | Upstand | Cast in Situ |  |  | 163.8 |  | 0.135
860439 |  | Floors | Existing - ATC | Floor: C_SL_Concrete Slab_T_300mm | 01-01-01-09-005-30 | Suspended Slab | Cast in Situ |  |  | 155 |  | 40.8873
860655 |  | Floors | New Construction | Floor: C_SL_Concrete Slab_T_300mm | 01-01-01-09-005-30 | Suspended Slab | Cast in Situ |  |  | 155 |  | 9.7012
860806 |  | Floors | New Construction | Floor: C_SL_Concrete Slab_T_300mm | 01-01-01-09-005-30 | Suspended Slab | Cast in Situ |  |  | 155 |  | 3.696
861417 |  | Floors | Existing - ATC | Floor: C_SL_Concrete Slab_T_300mm | 01-01-01-09-005-30 | Suspended Slab | Cast in Situ |  |  | 155 |  | 47.4593
861694 |  | Floors | New Construction | Floor: C_SL_Concrete Slab_T_300mm | 01-01-01-09-005-30 | Suspended Slab | Cast in Situ |  |  | 155 |  | 36.8922
861855 |  | Floors | Existing - ATC | Floor: C_SL_Concrete Slab_T_200mm | 01-01-01-09-005-30 | Suspended Slab | Cast in Situ |  |  | 155 |  | 2.747
861976 |  | Floors | Existing - ATC | Floor: C_SL_Concrete Slab_T_250mm | 01-01-01-09-005-30 | Suspended Slab | Cast in Situ |  |  | 155 |  | 34.0423
862026 |  | Floors | New Construction | Floor: C_SL_Concrete Slab_T_300mm | 01-01-01-09-005-30 | Suspended Slab | Cast in Situ |  |  | 155 |  | 34.5712
864847 |  | Structural Framing | Existing - ATC | C_BEA_CB_Concrete Beams_BxH_: 1000x2100mm | 01-01-01-09-005-30 | Suspended Beam | Cast in Situ |  |  | 267.07 |  | 23.6493
867925 |  | Structural Framing | Existing - ATC | C_BEA_CB_Concrete Beams_BxH_: 750x1700mm | 01-01-01-09-005-30 | Suspended Beam | Cast in Situ |  |  | 267.07 |  | 11.0366
868127 |  | Structural Framing | Existing - ATC | C_BEA_CB_Concrete Beams_BxH_: 750x1700mm | 01-01-01-09-005-30 | Suspended Beam | Cast in Situ |  |  | 267.07 |  | 1.5775
868331 |  | Structural Framing | Existing - ATC | C_BEA_CB_Concrete Beams_BxH_: 750x2000mm | 01-01-01-09-005-30 | Suspended Beam | Cast in Situ |  |  | 267.07 |  | 8.1053
868567 |  | Structural Framing | Existing - ATC | C_BEA_CB_Concrete Beams_BxH_: 750x1700mm | 01-01-01-09-005-30 | Suspended Beam | Cast in Situ |  |  | 267.07 |  | 16.9313
868781 |  | Structural Framing | Existing - ATC | C_BEA_CB_Concrete Beams_BxH_: 750x1700mm | 01-01-01-09-005-30 | Suspended Beam | Cast in Situ |  |  | 267.07 |  | 16.8832
869086 |  | Structural Framing | Existing - ATC | C_BEA_CB_Concrete Beams_BxH_: 750x1700mm | 01-01-01-09-005-30 | Suspended Beam | Cast in Situ |  |  | 267.07 |  | 16.3765
869904 |  | Structural Framing | Existing - ATC | C_BEA_CB_Concrete Beams_BxH_: 750x2200mm | 01-01-01-09-005-30 | Suspended Beam | Cast in Situ |  |  | 267.07 |  | 4.0768
871511 |  | Structural Framing | Existing - ATC | C_BEA_CB_Concrete Beams_BxH_: 750x1700mm | 01-01-01-09-005-30 | Suspended Beam | Cast in Situ |  |  | 267.07 |  | 6.0778
874901 |  | Structural Framing | Existing - ATC | C_BEA_CB_Concrete Beams_BxH_: 700x900mm | 01-01-01-09-005-30 | Suspended Beam | Cast in Situ |  |  | 267.07 |  | 1.0587
875664 |  | Structural Framing | Existing - ATC | C_BEA_CB_Concrete Beams_BxH_: 1000x1200mm | 01-01-01-09-005-30 | Suspended Beam | Cast in Situ |  |  | 267.07 |  | 10.639
876043 |  | Structural Framing | Existing - ATC | C_BEA_CB_Concrete Beams_BxH_: 1000x1200mm | 01-01-01-09-005-30 | Suspended Beam | Cast in Situ |  |  | 267.07 |  | 3.988
876617 |  | Structural Framing | New Construction | C_BEA_CB_Concrete Beams_BxH_: 550x700mm | 01-01-01-09-005-30 | Suspended Beam | Cast in Situ |  |  | 267.07 |  | 0.49481
877108 |  | Structural Framing | Existing - ATC | C_BEA_CB_Concrete Beams_BxH_: 500x1200mm | 01-01-01-09-005-30 | Suspended Beam | Cast in Situ |  |  | 267.07 |  | 1.7702
877835 |  | Floors | New Construction | Floor: C_SL_Concrete Slab_T_225mm | 01-01-01-09-005-30 | Suspended Slab | Cast in Situ |  |  | 155 |  | 24.1898
878031 |  | Structural Framing | Existing - ATC | C_BEA_CB_Concrete Beams_BxH_: 1350x1850mm | 01-01-01-09-005-30 | Suspended Beam | Cast in Situ |  |  | 267.07 |  | 5.6602
878255 |  | Floors | New Construction | Floor: C_SL_Concrete Slab_T_300mm Pour Strip | 01-01-01-09-005-30 | Suspended Slab | Cast in Situ |  |  | 155 |  | 2.6465
878937 |  | Structural Framing | Existing - ATC | C_BEA_CB_Concrete Beams_BxH_: 750x1600mm | 01-01-01-09-005-30 | Suspended Beam | Cast in Situ |  |  | 267.07 |  | 14.3521
879264 |  | Structural Columns | Existing - ATC | C_COL_CC_Concrete Columns Square Planted_BxH_: 550x550mm | 01-01-01-09-005-30 | Rectangular Column | Cast in Situ |  |  | 175.83 |  | 1.1178
879855 |  | Floors | New Construction | Floor: C_SL_Concrete Slab_T_200mm | 01-01-01-09-005-30 | Suspended Slab | Cast in Situ |  |  | 155 |  | 0.099693
879902 |  | Floors | New Construction | Floor: C_SL_Concrete Slab_T_155mm | 01-01-01-09-005-30 | Suspended Slab | Cast in Situ |  |  | 155 |  | 0.049618
880118 |  | Floors | New Construction | Floor: C_SL_Concrete Slab_T_200mm | 01-01-01-09-005-30 | Suspended Slab | Cast in Situ |  |  | 155 |  | 0.099693
880127 |  | Floors | New Construction | Floor: C_SL_Concrete Slab_T_155mm | 01-01-01-09-005-30 | Suspended Slab | Cast in Situ |  |  | 155 |  | 0.049618
880254 |  | Structural Columns | Existing - ATC | C_COL_CC_Concrete Columns Square Planted_BxH_: 550x550mm | 01-01-01-09-005-30 | Rectangular Column | Cast in Situ |  |  | 175.83 |  | 1.1178
883347 |  | Walls | New Construction | Basic Wall: C_WAL_CW_Concrete Wall Planted_T_400mm | 01-01-01-08-005-30 | Wall | Cast in Situ |  |  | 166.6 |  | 0.68299
883481 |  | Walls | New Construction | Basic Wall: C_WAL_CW_Concrete Wall Planted_T_300mm | 01-01-01-08-005-30 | Wall | Cast in Situ |  |  | 166.6 |  | 2.0131
883523 |  | Walls | New Construction | Basic Wall: C_WAL_CW_Concrete Wall Planted_T_400mm | 01-01-01-08-005-30 | Wall | Cast in Situ |  |  | 166.6 |  | 0.69537
883819 |  | Walls | New Construction | Walls 45: Walls 45
884475 |  | Floors | New Construction | Floor: C_SL_Concrete Slab_T_350mm | 01-01-01-10-005-30 | Suspended Slab | Cast in Situ |  |  | 155 |  | 42.4516
885805 |  | Structural Framing | New Construction | C_BEA_CB_Concrete Beams_BxH_: 750x1300mm | 01-01-01-09-005-30 | Suspended Beam | Cast in Situ |  |  | 267.07 |  | 8.0075
886109 |  | Walls | New Construction | Basic Wall: C_WAL_CW_Concrete Wall Planted_T_300mm | 01-01-01-09-005-30 | Wall | Cast in Situ |  |  | 166.6 |  | 10.5569
888152 |  | Floors | Existing - ATC | Floor: C_SL_Concrete Slab_T_400mm | 01-01-01-09-003-30 | Suspended Slab | Cast in Situ |  |  | 155 |  | 30.6025
888181 |  | Structural Framing | Existing - ATC | C_BEA_CB_Concrete Beams_BxH_: 350x1650mm | 01-01-01-09-003-30 | Suspended Beam | Cast in Situ |  |  | 460.63 |  | 1.6098
888187 |  | Walls | Existing - ATC | Basic Wall: C_WAL_CW_Concrete Wall_T_350mm | 01-01-01-09-002-30 | Wall | Cast in Situ |  |  | 119.75 |  | 1.6721
888253 |  | Walls | Existing - ATC | Basic Wall: C_WAL_CW_Concrete Wall_T_350mm | 01-01-01-09-003-30 | Wall | Cast in Situ |  |  | 155.74 |  | 4.9
888255 |  | Walls | Existing - ATC | Basic Wall: C_WAL_CW_Concrete Wall_T_350mm | 01-01-01-09-003-30 | Wall | Cast in Situ |  |  | 155.74 |  | 10.7188
888257 |  | Walls | Existing - ATC | Basic Wall: C_WAL_CW_Concrete Wall_T_350mm | 01-01-01-09-003-30 | Wall | Cast in Situ |  |  | 155.74 |  | 3.675
888259 |  | Walls | Existing - ATC | Basic Wall: C_WAL_CW_Concrete Wall_T_350mm | 01-01-01-09-003-30 | Wall | Cast in Situ |  |  | 155.74 |  | 2.2225
888292 |  | Walls | Existing - ATC | Basic Wall: C_WAL_CW_Concrete Wall Planted_T_200mm | 01-01-01-09-003-30 | Wall | Cast in Situ |  |  | 155.74 |  | 1.4183
889028 |  | Walls | New Construction | Basic Wall: C_WAL_CW_Concrete Wall_T_100mm | 01-01-01-09-005-30 | Upstand | Cast in Situ |  |  | 166.6 |  | 0.021024
889556 |  | Walls | New Construction | Basic Wall: C_WAL_CW_White Concrete Wall_T_350mm | 01-01-01-13-005-30 | White Wall | Cast in Situ |  |  | 242.54 |  | 3.5541
889558 |  | Walls | New Construction | Basic Wall: C_WAL_CW_Concrete Wall_T_350mm | 01-01-01-09-005-30 | Wall | Cast in Situ |  |  | 166.6 |  | 5.6579
889560 |  | Walls | New Construction | Basic Wall: C_WAL_CW_Concrete Wall_T_350mm | 01-01-01-13-005-30 | Wall | Cast in Situ |  |  | 166.6 |  | 2.7622
889562 |  | Walls | New Construction | Basic Wall: C_WAL_CW_Concrete Wall_T_350mm | 01-01-01-13-005-30 | Wall | Cast in Situ |  |  | 166.6 |  | 5.7452
889564 |  | Walls | New Construction | Basic Wall: C_WAL_CW_Concrete Wall_T_350mm | 01-01-01-13-005-30 | Wall | Cast in Situ |  |  | 166.6 |  | 6.4197
889570 |  | Walls | New Construction | Basic Wall: C_WAL_CW_White Concrete Wall_T_350mm | 01-01-01-13-005-30 | White Wall | Cast in Situ |  |  | 242.54 |  | 2.3176
889572 |  | Walls | New Construction | Basic Wall: C_WAL_CW_Concrete Wall_T_350mm | 01-01-01-09-005-30 | Wall | Cast in Situ |  |  | 166.6 |  | 6.3217
890006 |  | Walls | New Construction | Basic Wall: C_WAL_CW_Concrete Wall Planted_T_300mm | 01-01-01-09-005-30 | Wall | Cast in Situ |  |  | 166.6 |  | 12.3299
890084 |  | Walls | New Construction | Basic Wall: C_WAL_CW_Concrete Wall Planted_T_300mm | 01-01-01-09-005-30 | Wall | Cast in Situ |  |  | 166.6 |  | 8.0285
890233 |  | Walls | New Construction | Basic Wall: C_WAL_CW_Concrete Wall Planted_T_300mm | 01-01-01-09-005-30 | Wall | Cast in Situ |  |  | 166.6 |  | 3.3299
890246 |  | Walls | New Construction | Basic Wall: C_WAL_CW_Concrete Wall Planted_T_300mm | 01-01-01-09-005-30 | Wall | Cast in Situ |  |  | 166.6 |  | 1.1239
890259 |  | Walls | New Construction | Basic Wall: C_WAL_CW_Concrete Wall Planted_T_300mm | 01-01-01-09-005-30 | Wall | Cast in Situ |  |  | 166.6 |  | 3.3987
890272 |  | Walls | New Construction | Basic Wall: C_WAL_CW_Concrete Wall Planted_T_300mm | 01-01-01-09-005-30 | Wall | Cast in Situ |  |  | 166.6 |  | 2.6057
890287 |  | Walls | New Construction | Basic Wall: C_WAL_CW_Concrete Wall Planted_T_300mm | 01-01-01-09-005-30 | Wall | Cast in Situ |  |  | 166.6 |  | 1.5409
890301 |  | Walls | New Construction | Basic Wall: C_WAL_CW_Concrete Wall Planted_T_300mm | 01-01-01-09-005-30 | Wall | Cast in Situ |  |  | 166.6 |  | 2.875
890314 |  | Walls | New Construction | Basic Wall: C_WAL_CW_Concrete Wall Planted_T_300mm | 01-01-01-09-005-30 | Wall | Cast in Situ |  |  | 166.6 |  | 1.2367
890372 |  | Walls | New Construction | Basic Wall: C_WAL_CW_Concrete Wall Planted_T_300mm | 01-01-01-09-005-30 | Wall | Cast in Situ |  |  | 166.6 |  | 0.58571
890385 |  | Walls | New Construction | Basic Wall: C_WAL_CW_Concrete Wall Planted_T_300mm | 01-01-01-09-005-30 | Wall | Cast in Situ |  |  | 166.6 |  | 8.921
890396 |  | Walls | New Construction | Basic Wall: C_WAL_CW_Concrete Wall Planted_T_300mm | 01-01-01-09-005-30 | Wall | Cast in Situ |  |  | 166.6 |  | 2.5855
890539 |  | Walls | Existing - ATC | Basic Wall: C_WAL_CW_Concrete Wall Planted _T_600mm | 01-01-01-09-005-30 | Wall | Cast in Situ |  |  | 166.6 |  | 44.0342
890890 |  | Structural Columns | Existing - ATC | C_COL_CC_Concrete Columns Rectangular_BxH_: 750x1100mm | 01-01-01-09-005-30 | Rectangular Column | Cast in Situ |  |  | 175.83 |  | 5.445
892882 |  | Generic Models | New Construction | ATC_Floor Opening: 250 x 250 x 500
893168 |  | Generic Models | New Construction | ATC_Floor Opening: 250 x 250 x 500
894797 |  | Walls | Existing - ATC | Basic Wall: C_WAL_CW_Concrete Wall_T_500mm | 01-01-01-09-005-30 | Wall | Cast in Situ |  |  | 166.6 |  | 15.3119
894962 |  | Walls | New Construction | Walls 47: Walls 47
895056 |  | Walls | Existing - ATC | Basic Wall: C_WAL_CW_Concrete Wall_T_350mm | 01-01-01-09-005-30 | Wall | Cast in Situ |  |  | 166.6 |  | 6.4299
895058 |  | Walls | Existing - ATC | Basic Wall: C_WAL_CW_Concrete Wall_T_350mm | 01-01-01-09-005-30 | Wall | Cast in Situ |  |  | 166.6 |  | 3.3496
902021 |  | Floors | New Construction | Floor: C_SL_Concrete Slab_T_300mm | 01-01-01-09-006-30 | Suspended Slab | Cast in Situ |  |  | 171.23 |  | 71.4067
902361 |  | Floors | New Construction | Floor: C_SL_Concrete Slab_T_400mm | 01-01-01-09-006-30 | Suspended Slab | Cast in Situ |  |  | 171.23 |  | 37.9103
902504 |  | Floors | Existing - ATC | Floor: C_SL_Concrete Slab_T_400mm | 01-01-01-09-006-30 | Suspended Slab | Cast in Situ |  |  | 171.23 |  | 30.4092
904527 |  | Structural Framing | Existing - ATC | C_BEA_CB_Concrete Beams_BxH_: 600x1600mm | 01-01-01-09-006-30 | Suspended Beam | Cast in Situ |  |  | 333.51 |  | 8.6441
904544 |  | Structural Framing | Existing - ATC | C_BEA_CB_Concrete Beams_BxH_: 600x1600mm | 01-01-01-09-006-30 | Suspended Beam | Cast in Situ |  |  | 333.51 |  | 8.6441
904713 |  | Structural Framing | Existing - ATC | C_BEA_CB_Concrete Beams_BxH_: 600x1600mm | 01-01-01-09-006-30 | Suspended Beam | Cast in Situ |  |  | 333.51 |  | 7.8892
904851 |  | Structural Framing | Existing - ATC | C_BEA_CB_Concrete Beams_BxH_: 600x1600mm | 01-01-01-09-006-30 | Suspended Beam | Cast in Situ |  |  | 333.51 |  | 8.3134
905011 |  | Structural Framing | Existing - ATC | C_BEA_CB_Concrete Beams_BxH_: 600x1600mm | 01-01-01-09-006-30 | Suspended Beam | Cast in Situ |  |  | 333.51 |  | 11.3827
905470 |  | Structural Framing | New Construction | C_BEA_CB_Concrete Beams_BxH_: 1000x1800mm | 01-01-01-09-006-30 | Suspended Beam | Cast in Situ |  |  | 333.51 |  | 24.8028
905655 |  | Structural Framing | New Construction | C_BEA_CB_Concrete Beams_BxH_: 500x1500mm | 01-01-01-09-006-30 | Suspended Beam | Cast in Situ |  |  | 333.51 |  | 2.2345
905895 |  | Structural Framing | New Construction | C_BEA_CB_Concrete Beams_BxH_: 600x1600mm | 01-01-01-09-006-30 | Suspended Beam | Cast in Situ |  |  | 333.51 |  | 1.522
905984 |  | Structural Framing | New Construction | C_BEA_CB_Concrete Beams_BxH_: 500x1500mm | 01-01-01-09-006-30 | Suspended Beam | Cast in Situ |  |  | 333.51 |  | 3.341
906288 |  | Structural Framing | New Construction | C_BEA_CB_Concrete Beams_BxH_: 600x1600mm | 01-01-01-09-006-30 | Suspended Beam | Cast in Situ |  |  | 333.51 |  | 9.7982
906942 |  | Structural Framing | New Construction | C_BEA_CB_Concrete Beams_BxH_: 1150x1800mm | 01-01-01-09-006-30 | Suspended Beam | Cast in Situ |  |  | 333.51 |  | 13.9546
907144 |  | Structural Framing | New Construction | C_BEA_CB_Concrete Beams_BxH_: 1150x1800mm | 01-01-01-09-006-30 | Suspended Beam | Cast in Situ |  |  | 333.51 |  | 18.76
907383 |  | Structural Framing | New Construction | C_BEA_CB_Concrete Beams_BxH_: 900x900mm | 01-01-01-09-006-30 | Suspended Beam | Cast in Situ |  |  | 333.51 |  | 3.9164
907809 |  | Structural Framing | New Construction | C_BEA_CB_Concrete Beams_BxH_: 900x900mm | 01-01-01-09-006-30 | Suspended Beam | Cast in Situ |  |  | 333.51 |  | 3.919
907848 |  | Structural Framing | New Construction | C_BEA_CB_Concrete Beams_BxH_: 600x750mm | 01-01-01-09-006-30 | Suspended Beam | Cast in Situ |  |  | 333.51 |  | 0.93685
908039 |  | Structural Framing | New Construction | C_BEA_CB_Concrete Beams_BxH_: 600x1600mm | 01-01-01-09-006-30 | Suspended Beam | Cast in Situ |  |  | 333.51 |  | 7.6161
908176 |  | Structural Framing | New Construction | C_BEA_CB_Concrete Beams_BxH_: 1150x1800mm | 01-01-01-09-006-30 | Suspended Beam | Cast in Situ |  |  | 333.51 |  | 22.0386
908552 |  | Structural Framing | New Construction | C_BEA_CB_Concrete Beams_BxH_: 650x1650mm | 01-01-01-09-006-30 | Suspended Beam | Cast in Situ |  |  | 333.51 |  | 16.0213
908881 |  | Structural Framing | New Construction | C_BEA_CB_Concrete Beams_BxH_: 650x1650mm | 01-01-01-09-006-30 | Suspended Beam | Cast in Situ |  |  | 333.51 |  | 12.2789
909028 |  | Structural Framing | New Construction | C_BEA_CB_Concrete Beams_BxH_: 1150x2300mm | 01-01-01-09-006-30 | Suspended Beam | Cast in Situ |  |  | 333.51 |  | 19.711
909397 |  | Structural Framing | New Construction | C_BEA_CB_Concrete Beams_BxH_: 750x1500mm | 01-01-01-09-006-30 | Suspended Beam | Cast in Situ |  |  | 333.51 |  | 8.7041
909545 |  | Structural Framing | New Construction | C_BEA_CB_Concrete Beams_BxH_: 600x3500mm | 01-01-01-09-006-30 | Suspended Beam | Cast in Situ |  |  | 333.51 |  | 16.9285
912494 |  | Walls | New Construction | Basic Wall: C_WAL_CW_Concrete Wall_T_100mm | 01-01-01-09-006-30 | Upstand | Cast in Situ |  |  | 175.03 |  | 0.2348
913152 |  | Walls | New Construction | Basic Wall: C_WAL_CW_Concrete Wall_T_100mm | 01-01-01-09-006-30 | Upstand | Cast in Situ |  |  | 175.03 |  | 0.17175
913373 |  | Walls | New Construction | Basic Wall: C_WAL_CW_Concrete Wall_T_100mm | 01-01-01-09-006-30 | Upstand | Cast in Situ |  |  | 175.03 |  | 0.1155
914906 |  | Walls | New Construction | Basic Wall: C_WAL_CW_Concrete Wall Planted_T_300mm | 01-01-01-09-006-30 | Wall | Cast in Situ |  |  | 175.03 |  | 0.41541
914916 |  | Walls | New Construction | Basic Wall: C_WAL_CW_Concrete Wall Planted_T_300mm | 01-01-01-09-006-30 | Wall | Cast in Situ |  |  | 175.03 |  | 1.005
914994 |  | Walls | New Construction | Basic Wall: C_WAL_CW_Concrete Wall Planted_T_300mm | 01-01-01-09-006-30 | Wall | Cast in Situ |  |  | 175.03 |  | 1.2505
915360 |  | Walls | New Construction | Basic Wall: C_WAL_CW_Concrete Wall Planted_T_250mm | 01-01-01-09-006-30 | Wall | Cast in Situ |  |  | 175.03 |  | 2.0834
915471 |  | Walls | New Construction | Basic Wall: C_WAL_CW_Concrete Wall Planted_T_250mm | 01-01-01-13-006-30 | Wall | Cast in Situ |  |  | 175.03 |  | 2.1734
915485 |  | Walls | New Construction | Basic Wall: C_WAL_CW_Concrete Wall Planted_T_250mm | 01-01-01-09-006-30 | Wall | Cast in Situ |  |  | 175.03 |  | 8.7777
915613 |  | Walls | New Construction | Basic Wall: C_WAL_CW_Concrete Wall Planted_T_250mm | 01-01-01-13-006-30 | Wall | Cast in Situ |  |  | 175.03 |  | 0.42351
915624 |  | Walls | New Construction | Basic Wall: C_WAL_CW_Concrete Wall Planted_T_250mm | 01-01-01-13-006-30 | Wall | Cast in Situ |  |  | 175.03 |  | 0.41796
915637 |  | Walls | New Construction | Basic Wall: C_WAL_CW_Concrete Wall Planted_T_250mm | 01-01-01-13-006-30 | Wall | Cast in Situ |  |  | 175.03 |  | 8.7751
915653 |  | Walls | New Construction | Basic Wall: C_WAL_CW_Concrete Wall Planted_T_250mm | 01-01-01-13-006-30 | Wall | Cast in Situ |  |  | 175.03 |  | 4.5201
915666 |  | Walls | New Construction | Basic Wall: C_WAL_CW_Concrete Wall Planted_T_250mm | 01-01-01-09-006-30 | Wall | Cast in Situ |  |  | 175.03 |  | 3.264
915709 |  | Walls | New Construction | Basic Wall: C_WAL_CW_Concrete Wall Planted_T_250mm | 01-01-01-13-006-30 | Wall | Cast in Situ |  |  | 175.03 |  | 5.4851
915813 |  | Walls | New Construction | Basic Wall: C_WAL_CW_Concrete Wall Planted_T_250mm | 01-01-01-13-006-30 | Wall | Cast in Situ |  |  | 175.03 |  | 4.8797
915836 |  | Walls | New Construction | Basic Wall: C_WAL_CW_Concrete Wall Planted_T_300mm | 01-01-01-09-006-30 | Wall | Cast in Situ |  |  | 175.03 |  | 1.4332
915850 |  | Walls | New Construction | Basic Wall: C_WAL_CW_Concrete Wall Planted_T_300mm | 01-01-01-09-006-30 | Wall | Cast in Situ |  |  | 175.03 |  | 2.761
915869 |  | Walls | New Construction | Basic Wall: C_WAL_CW_Concrete Wall Planted_T_300mm | 01-01-01-09-006-30 | Wall | Cast in Situ |  |  | 175.03 |  | 0.71546
915895 |  | Walls | New Construction | Basic Wall: C_WAL_CW_Concrete Wall Planted_T_300mm | 01-01-01-09-006-30 | Wall | Cast in Situ |  |  | 175.03 |  | 12.0215
915933 |  | Walls | New Construction | Basic Wall: C_WAL_CW_Concrete Wall Planted_T_300mm | 01-01-01-09-006-30 | Wall | Cast in Situ |  |  | 175.03 |  | 1.7614
915943 |  | Walls | New Construction | Basic Wall: C_WAL_CW_Concrete Wall Planted_T_300mm | 01-01-01-09-006-30 | Wall | Cast in Situ |  |  | 175.03 |  | 16.294
915953 |  | Walls | New Construction | Basic Wall: C_WAL_CW_Concrete Wall Planted_T_300mm | 01-01-01-09-006-30 | Wall | Cast in Situ |  |  | 175.03 |  | 2.3001
915966 |  | Walls | New Construction | Basic Wall: C_WAL_CW_Concrete Wall Planted_T_300mm | 01-01-01-09-006-30 | Wall | Cast in Situ |  |  | 175.03 |  | 1.005
917747 |  | Walls | New Construction | Basic Wall: C_WAL_CW_Concrete Wall_T_250mm | 01-01-01-13-006-30 | Wall | Cast in Situ |  |  | 175.03 |  | 0.1825
917755 |  | Floors | New Construction | Floor: C_SL_Concrete Slab_T_300mm | 01-01-01-13-006-30 | Suspended Slab | Cast in Situ |  |  | 171.23 |  | 131.986
919993 |  | Floors | New Construction | Floor: C_SL_Concrete Slab_T_300mm | 01-01-01-08-006-30 | Suspended Slab | Cast in Situ |  |  | 171.23 |  | 4.5468
931314 |  | Structural Framing | New Construction | C_BEA_CB_Concrete Beams_BxH_: 900x900mm | 01-01-01-09-006-30 | Suspended Beam | Cast in Situ |  |  | 333.51 |  | 0.45862
932516 |  | Walls | New Construction | Basic Wall: C_WAL_CW_Concrete Wall_T_450mm | 01-01-01-09-006-30 | Wall | Cast in Situ |  |  | 175.03 |  | 1.782
941644 |  | Walls | New Construction | Basic Wall: C_WAL_CW_Concrete Wall_T_400mm | 01-01-01-09-007-30 | Wall | Cast in Situ |  |  | 378.93 |  | 0.11949
941646 |  | Walls | New Construction | Basic Wall: C_WAL_CW_Concrete Wall_T_400mm | 01-01-01-09-007-30 | Wall | Cast in Situ |  |  | 378.93 |  | 0.73315
941666 |  | Walls | New Construction | Basic Wall: C_WAL_CW_Concrete Wall_T_400mm | 01-01-01-09-007-30 | Wall | Cast in Situ |  |  | 378.93 |  | 0.62065
941676 |  | Walls | New Construction | Basic Wall: C_WAL_CW_Concrete Wall_T_400mm | 01-01-01-09-007-30 | Wall | Cast in Situ |  |  | 378.93 |  | 1.1942
941688 |  | Floors | New Construction | Floor: C_SL_Concrete Slab_T_250mm | 01-01-01-09-007-30 | Suspended Slab | Cast in Situ |  |  | 174 |  | 64.8945
943437 |  | Structural Framing | New Construction | C_BEA_CB_Concrete Beams_BxH_: 400x1000mm | 01-01-01-09-007-30 | Suspended Beam | Cast in Situ |  |  | 259.46 |  | 2.1525
944447 |  | Floors | New Construction | Floor: C_SL_Concrete Slab_T_250mm | 01-01-01-13-007-30 | Suspended Slab | Cast in Situ |  |  | 174 |  | 17.3677
945077 |  | Floors | New Construction | Floor: C_SL_Concrete Slab_T_250mm | 01-01-01-13-007-30 | Suspended Slab | Cast in Situ |  |  | 174 |  | 11.4058
945465 |  | Generic Models | New Construction | ATC_STR Vertical Opening (Round): ATC_STR Vertical Opening (Round)
945520 |  | Generic Models | New Construction | ATC_STR Vertical Opening (Round): ATC_STR Vertical Opening (Round)
945564 |  | Generic Models | New Construction | ATC_STR Vertical Opening (Round): ATC_STR Vertical Opening (Round)
945618 |  | Generic Models | New Construction | ATC_STR Vertical Opening (Round): ATC_STR Vertical Opening (Round)
945663 |  | Generic Models | New Construction | ATC_STR Vertical Opening (Round): ATC_STR Vertical Opening (Round)
946044 |  | Generic Models | New Construction | ATC_STR Vertical Opening (Round): ATC_STR Vertical Opening (Round)
946133 |  | Generic Models | New Construction | ATC_STR Vertical Opening (Round): ATC_STR Vertical Opening (Round)
946173 |  | Generic Models | New Construction | ATC_STR Vertical Opening (Round): ATC_STR Vertical Opening (Round)
946229 |  | Generic Models | New Construction | ATC_STR Vertical Opening (Round): ATC_STR Vertical Opening (Round)
946265 |  | Generic Models | New Construction | ATC_STR Vertical Opening (Round): ATC_STR Vertical Opening (Round)
950732 |  | Structural Columns | New Construction | C_COL_CC_Concrete Columns Square_BxH_: 400x400mm PLANTED | 01-01-01-09-006-30 | Rectangular Column | Cast in Situ |  |  | 272.1 |  | 0.536
951003 |  | Structural Columns | New Construction | C_COL_CC_Concrete Columns Square_BxH_: 400x400mm | 01-01-01-09-006-30 | Rectangular Column | Cast in Situ |  |  | 272.1 |  | 0.536
951094 |  | Structural Columns | New Construction | C_COL_CC_Concrete Columns Square_BxH_: 400x400mm | 01-01-01-09-006-30 | Rectangular Column | Cast in Situ |  |  | 272.1 |  | 0.536
951143 |  | Structural Columns | New Construction | C_COL_CC_Concrete Columns Square_BxH_: 400x400mm | 01-01-01-09-006-30 | Rectangular Column | Cast in Situ |  |  | 272.1 |  | 0.536
951215 |  | Structural Columns | New Construction | C_COL_CC_Concrete Columns Square_BxH_: 400x400mm | 01-01-01-09-006-30 | Rectangular Column | Cast in Situ |  |  | 272.1 |  | 0.536
951343 |  | Structural Columns | New Construction | C_COL_CC_Concrete Columns Square_BxH_: 400x400mm | 01-01-01-09-006-30 | Rectangular Column | Cast in Situ |  |  | 272.1 |  | 0.536
989175 |  | Structural Framing | New Construction | C_BEA_CB_Concrete Beams_BxH_: 1000x1000mm | 01-01-01-09-004-30 | Suspended Beam | Cast in Situ |  |  | 397.69 |  | 5.3928
989301 |  | Structural Framing | New Construction | C_BEA_CB_Concrete Beams_BxH_: 1000x1000mm | 01-01-01-09-004-30 | Suspended Beam | Cast in Situ |  |  | 397.69 |  | 6.2066
1286770 |  | Generic Models | New Construction | ATC_STR Vertical Opening (Rectangle): ATC_STR Vertical Opening (Rectangle)
1426156 |  | Generic Models | New Construction | ATC_STR Vertical Opening (Rectangle): ATC_STR Vertical Opening (Rectangle)
1426417 |  | Generic Models | New Construction | ATC_STR Vertical Opening (Rectangle): ATC_STR Vertical Opening (Rectangle)
1426552 |  | Generic Models | New Construction | ATC_STR Vertical Opening (Rectangle): ATC_STR Vertical Opening (Rectangle)
1427107 |  | Generic Models | New Construction | ATC_STR Vertical Opening (Rectangle): ATC_STR Vertical Opening (Rectangle)
1427472 |  | Generic Models | New Construction | ATC_STR Vertical Opening (Rectangle): ATC_STR Vertical Opening (Rectangle)
1427590 |  | Generic Models | New Construction | ATC_STR Vertical Opening (Rectangle): ATC_STR Vertical Opening (Rectangle)
1427986 |  | Generic Models | New Construction | ATC_STR Vertical Opening (Rectangle): ATC_STR Vertical Opening (Rectangle)
1428192 |  | Generic Models | New Construction | ATC_STR Vertical Opening (Rectangle): ATC_STR Vertical Opening (Rectangle)
1471659 |  | Generic Models | New Construction | ATC_STR Vertical Opening (Rectangle): ATC_STR Vertical Opening (Rectangle)
1471672 |  | Generic Models | New Construction | ATC_STR Vertical Opening (Rectangle): ATC_STR Vertical Opening (Rectangle)
1481644 |  | Generic Models | New Construction | ATC_STR Vertical Opening (Rectangle): ATC_STR Vertical Opening (Rectangle)
1481646 |  | Generic Models | New Construction | ATC_STR Vertical Opening (Rectangle): ATC_STR Vertical Opening (Rectangle)
1481657 |  | Generic Models | New Construction | ATC_STR Vertical Opening (Rectangle): ATC_STR Vertical Opening (Rectangle)
1481668 |  | Generic Models | New Construction | ATC_STR Vertical Opening (Rectangle): ATC_STR Vertical Opening (Rectangle)
1486213 |  | Stairs | New Construction | Assembled Stair: Steel Stair | 01-01-01-09-001-30 | Steel Stair
1491236 |  | Stairs | New Construction | Cast-In-Place Stair: Concrete Stair 2 | 01-01-01-09-001-30 | Stair | Cast In Situ |  |  | 153.45
1492400 |  | Stairs | New Construction | Cast-In-Place Stair: Concrete Stair 2 | 01-01-01-09-002-30 | Stair | Cast In Situ |  |  | 153.45
1493073 |  | Stairs | New Construction | Cast-In-Place Stair: Concrete Stair 2 | 01-01-01-09-002-30 | Stair | Cast In Situ |  |  | 153.45
1498640 |  | Stairs | New Construction | Assembled Stair: Steel Stair_Spiral | 01-01-01-09-001-30 | Stair | Cast In Situ |  |  | 153.45
1619808 |  | Walls | Existing - ATC | Basic Wall: C_WAL_CW_Concrete Wall_T_600mm | 01-01-01-09-001-30 | Wall | Cast in Situ |  |  | 132.04 |  | 22.2419
1620224 |  | Walls | Existing - ATC | Basic Wall: C_WAL_CW_Concrete Wall_T_800mm | 01-01-01-09-001-30 | Wall | Cast in Situ |  |  | 132.04 |  | 7.938
1620366 |  | Walls | Existing - ATC | Basic Wall: C_WAL_CW_Concrete Wall_T_700mm | 01-01-01-09-001-30 | Wall | Cast in Situ |  |  | 132.04 |  | 8.6468
1620414 |  | Walls | Existing - ATC | Basic Wall: C_WAL_CW_Concrete Wall_T_350mm | 01-01-01-09-001-30 | Wall | Cast in Situ |  |  | 132.04 |  | 3.4557
1638114 |  | Walls | Existing - ATC | Basic Wall: C_WAL_CW_Concrete Wall_T_600mm | 01-01-01-09-002-30 | Wall | Cast in Situ |  |  | 119.75 |  | 14.3602
1638315 |  | Walls | Existing - ATC | Basic Wall: C_WAL_CW_Concrete Wall_T_800mm | 01-01-01-09-002-30 | Wall | Cast in Situ |  |  | 119.75 |  | 3.072
1638317 |  | Walls | Existing - ATC | Basic Wall: C_WAL_CW_Concrete Wall_T_700mm | 01-01-01-09-002-30 | Wall | Cast in Situ |  |  | 119.75 |  | 3.3968
1638319 |  | Walls | Existing - ATC | Basic Wall: C_WAL_CW_Concrete Wall_T_350mm | 01-01-01-09-002-30 | Wall | Cast in Situ |  |  | 119.75 |  | 1.4149
1638617 |  | Walls | Existing - ATC | Basic Wall: C_WAL_CW_Concrete Wall_T_600mm | 01-01-01-09-002-30 | Wall | Cast in Situ |  |  | 119.75 |  | 5.714
1638732 |  | Walls | Existing - ATC | Basic Wall: C_WAL_CW_Concrete Wall_T_600mm | 01-01-01-09-001-30 | Wall | Cast in Situ |  |  | 132.04 |  | 6.5634
1638914 |  | Walls | Existing - ATC | Basic Wall: C_WAL_CW_Concrete Wall_T_600mm | 01-01-01-09-001-30 | Wall | Cast in Situ |  |  | 132.04 |  | 7.6545
1654120 |  | Walls | New Construction | Basic Wall: C_WAL_CW_Concrete Wall_T_500mm | 01-01-01-11-001-30 | Retaining Wall | Cast in Situ |  |  | 190.22 |  | 7.56
1654173 |  | Walls | Existing - ATC | Basic Wall: C_WAL_CW_Concrete Wall_T_750mm | 01-01-01-11-001-30 | Retaining Wall | Cast in Situ |  |  | 190.22 |  | 30.9276
1698313 |  | Walls | Existing - ATC | Basic Wall: C_WAL_CW_Concrete Wall_T_750mm | 01-01-01-10-001-30 | Retaining Wall | Cast in Situ |  |  | 190.22 |  | 70.3139
1698315 |  | Walls | Existing - ATC | Basic Wall: C_WAL_CW_Concrete Wall_T_750mm | 01-01-01-10-001-30 | Retaining Wall | Cast in Situ |  |  | 190.22 |  | 111.344
1698317 |  | Walls | Existing - ATC | Basic Wall: C_WAL_CW_Concrete Wall_T_750mm | 01-01-01-11-001-30 | Wall | Cast in Situ |  |  | 132.04 |  | 10.0237
1698332 |  | Walls | Existing - ATC | Basic Wall: C_WAL_CW_Concrete Wall_T_500mm | 01-01-01-10-001-30 | Wall | Cast in Situ |  |  | 132.04 |  | 23.9925
1698334 |  | Walls | Existing - ATC | Basic Wall: C_WAL_CW_Concrete Wall_T_500mm | 01-01-01-11-001-30 | Wall | Cast in Situ |  |  | 132.04 |  | 10.7874
1698336 |  | Walls | Existing - ATC | Basic Wall: C_WAL_CW_Concrete Wall_T_500mm | 01-01-01-10-001-30 | Wall | Cast in Situ |  |  | 132.04 |  | 34.7293
1698338 |  | Walls | Existing - ATC | Basic Wall: C_WAL_CW_Concrete Wall_T_500mm | 01-01-01-10-001-30 | Wall | Cast in Situ |  |  | 132.04 |  | 24.5637
1698340 |  | Walls | Existing - ATC | Basic Wall: C_WAL_CW_Concrete Wall_T_500mm | 01-01-01-10-001-30 | Wall | Cast in Situ |  |  | 132.04 |  | 23
1698344 |  | Walls | Existing - ATC | Basic Wall: C_WAL_CW_Concrete Wall_T_500mm | 01-01-01-10-001-30 | Wall | Cast in Situ |  |  | 132.04 |  | 9.5675
1698346 |  | Walls | Existing - ATC | Basic Wall: C_WAL_CW_Concrete Wall_T_500mm | 01-01-01-10-001-30 | Wall | Cast in Situ |  |  | 132.04 |  | 14.7366
1698348 |  | Walls | Existing - ATC | Basic Wall: C_WAL_CW_Concrete Wall_T_500mm | 01-01-01-10-001-30 | Wall | Cast in Situ |  |  | 132.04 |  | 25.8205
1698352 |  | Walls | Existing - ATC | Basic Wall: C_WAL_CW_Concrete Wall_T_500mm | 01-01-01-10-001-30 | Wall | Cast in Situ |  |  | 132.04 |  | 13.975
1698354 |  | Walls | Existing - ATC | Basic Wall: C_WAL_CW_Concrete Wall_T_500mm | 01-01-01-11-001-30 | Wall | Cast in Situ |  |  | 132.04 |  | 10.8161
1698356 |  | Walls | Existing - ATC | Basic Wall: C_WAL_CW_Concrete Wall_T_500mm | 01-01-01-10-001-30 | Wall | Cast in Situ |  |  | 132.04 |  | 11.0254
1698358 |  | Walls | Existing - ATC | Basic Wall: C_WAL_CW_Concrete Wall_T_500mm | 01-01-01-10-001-30 | Wall | Cast in Situ |  |  | 132.04 |  | 14.7488
1698360 |  | Walls | Existing - ATC | Basic Wall: C_WAL_CW_Concrete Wall_T_500mm | 01-01-01-11-001-30 | Wall | Cast in Situ |  |  | 132.04 |  | 7.4537
1698362 |  | Walls | Existing - ATC | Basic Wall: C_WAL_CW_Concrete Wall_T_500mm | 01-01-01-10-001-30 | Wall | Cast in Situ |  |  | 132.04 |  | 18.8012
1698364 |  | Walls | Existing - ATC | Basic Wall: C_WAL_CW_Concrete Wall_T_500mm | 01-01-01-11-001-30 | Wall | Cast in Situ |  |  | 132.04 |  | 28.7026
1698366 |  | Walls | Existing - ATC | Basic Wall: C_WAL_CW_Concrete Wall_T_800mm | 01-01-01-10-001-30 | Wall | Cast in Situ |  |  | 132.04 |  | 18.3827
1699106 |  | Structural Columns | Existing - ATC | C_COL_CC_Concrete Columns Square_BxH_: 750x750mm | 01-01-01-10-001-30 | Rectangular Column | Cast in Situ |  |  | 175.83 |  | 2.5031
1699114 |  | Structural Columns | Existing - ATC | C_COL_CC_Concrete Columns Square_BxH_: 750x750mm | 01-01-01-10-001-30 | Rectangular Column | Cast in Situ |  |  | 175.83 |  | 2.5031
1699120 |  | Structural Columns | Existing - ATC | C_COL_CC_Concrete Columns Square_BxH_: 750x750mm | 01-01-01-10-001-30 | Rectangular Column | Cast in Situ |  |  | 175.83 |  | 2.5031
1699136 |  | Walls | New Construction | Basic Wall: C_WAL_CW_Concrete Wall_T_200mm | 01-01-01-09-001-30 | Wall | Cast in Situ |  |  | 132.04 |  | 0.014355
1699798 |  | Structural Columns | Existing - ATC | C_COL_CC_Concrete Columns Rectangular_BxH_: 700x800mm | 01-01-01-10-001-30 | Rectangular Column | Cast in Situ |  |  | 175.83 |  | 3.115
1699806 |  | Structural Columns | Existing - ATC | C_COL_CC_Concrete Columns Rectangular_BxH_: 400x900mm | 01-01-01-10-001-30 | Rectangular Column | Cast in Situ |  |  | 175.83 |  | 1.602
1699814 |  | Structural Columns | Existing - ATC | C_COL_CC_Concrete Columns Rectangular_BxH_: 400x900mm | 01-01-01-10-001-30 | Rectangular Column | Cast in Situ |  |  | 175.83 |  | 1.602
1699820 |  | Structural Columns | Existing - ATC | C_COL_CC_Concrete Columns Rectangular_BxH_: 400x900mm | 01-01-01-10-001-30 | Rectangular Column | Cast in Situ |  |  | 175.83 |  | 1.602
1708820 |  | Walls | Existing - ATC | Basic Wall: C_WAL_CW_Concrete Wall_T_750mm | 01-01-01-10-001-30 | Wall | Cast in Situ |  |  | 132.04 |  | 34.377
1739390 |  | Walls | Existing - ATC | Basic Wall: C_WAL_CW_Concrete Wall_T_750mm | 01-01-01-09-001-30 | Wall | Cast in Situ |  |  | 132.04 |  | 7.785
1739592 |  | Walls | Existing - ATC | Basic Wall: C_WAL_CW_Concrete Wall_T_500mm | 01-01-01-09-001-30 | Wall | Cast in Situ |  |  | 132.04 |  | 7.5267
1739721 |  | Walls | Existing - ATC | Basic Wall: C_WAL_CW_Concrete Wall_T_500mm | 01-01-01-11-001-30 | Wall | Cast in Situ |  |  | 132.04 |  | 7.7988
1740161 |  | Walls | Existing - ATC | Basic Wall: C_WAL_CW_Concrete Wall_T_750mm | 01-01-01-09-002-30 | Wall | Cast in Situ |  |  | 119.75 |  | 2.175
1740795 |  | Generic Models | New Construction | ATC_STR Vertical Opening (Rectangle): ATC_STR Vertical Opening (Rectangle)
1740859 |  | Generic Models | New Construction | ATC_STR Vertical Opening (Rectangle): ATC_STR Vertical Opening (Rectangle)
1743903 |  | Generic Models | New Construction | ATC_General Surface Opening (Rectangle): ATC_General Surface Opening (Rectangle)
1743920 |  | Generic Models | New Construction | ATC_STR Vertical Opening (Round): ATC_STR Vertical Opening (Round)
1743925 |  | Generic Models | New Construction | ATC_STR Vertical Opening (Round): ATC_STR Vertical Opening (Round)
1744995 |  | Generic Models | New Construction | ATC_STR Vertical Opening (Round): ATC_STR Vertical Opening (Round)
1745000 |  | Generic Models | New Construction | ATC_STR Vertical Opening (Round): ATC_STR Vertical Opening (Round)
1745013 |  | Generic Models | New Construction | ATC_STR Vertical Opening (Round): ATC_STR Vertical Opening (Round)
1751799 |  | Walls | Existing - ATC | Basic Wall: C_WAL_CW_Concrete Wall_T_750mm | 01-01-01-10-002-30 | Wall | Cast in Situ |  |  | 119.75 |  | 42.2885
1751801 |  | Walls | Existing - ATC | Basic Wall: C_WAL_CW_Concrete Wall_T_750mm | 01-01-01-10-002-30 | Wall | Cast in Situ |  |  | 119.75 |  | 56.7814
1751803 |  | Walls | Existing - ATC | Basic Wall: C_WAL_CW_Concrete Wall_T_750mm | 01-01-01-11-002-30 | Wall | Cast in Situ |  |  | 119.75 |  | 37.585
1751813 |  | Walls | Existing - ATC | Basic Wall: C_WAL_CW_Concrete Wall_T_500mm | 01-01-01-10-002-30 | Wall | Cast in Situ |  |  | 119.75 |  | 44.47
1751815 |  | Walls | Existing - ATC | Basic Wall: C_WAL_CW_Concrete Wall_T_500mm | 01-01-01-10-002-30 | Wall | Cast in Situ |  |  | 119.75 |  | 86.9052
1751817 |  | Walls | Existing - ATC | Basic Wall: C_WAL_CW_Concrete Wall_T_500mm | 01-01-01-10-002-30 | Wall | Cast in Situ |  |  | 119.75 |  | 46.7261
1751821 |  | Walls | Existing - ATC | Basic Wall: C_WAL_CW_Concrete Wall_T_500mm | 01-01-01-10-002-30 | Wall | Cast in Situ |  |  | 119.75 |  | 29.2125
1751823 |  | Walls | Existing - ATC | Basic Wall: C_WAL_CW_Concrete Wall_T_500mm | 01-01-01-10-002-30 | Wall | Cast in Situ |  |  | 119.75 |  | 29.2125
1751825 |  | Walls | Existing - ATC | Basic Wall: C_WAL_CW_Concrete Wall_T_500mm | 01-01-01-10-002-30 | Wall | Cast in Situ |  |  | 119.75 |  | 19.5307
1751827 |  | Walls | Existing - ATC | Basic Wall: C_WAL_CW_Concrete Wall_T_500mm | 01-01-01-10-002-30 | Wall | Cast in Situ |  |  | 119.75 |  | 22.3894
1751833 |  | Walls | Existing - ATC | Basic Wall: C_WAL_CW_Concrete Wall_T_500mm | 01-01-01-10-002-30 | Wall | Cast in Situ |  |  | 119.75 |  | 7.3138
1751843 |  | Walls | Existing - ATC | Basic Wall: C_WAL_CW_Concrete Wall_T_500mm | 01-01-01-10-002-30 | Wall | Cast in Situ |  |  | 119.75 |  | 13.2518
1751845 |  | Walls | Existing - ATC | Basic Wall: C_WAL_CW_Concrete Wall_T_500mm | 01-01-01-11-002-30 | Wall | Cast in Situ |  |  | 119.75 |  | 23.0534
1751855 |  | Walls | Existing - ATC | Basic Wall: C_WAL_CW_Concrete Wall_T_750mm | 01-01-01-10-002-30 | Wall | Cast in Situ |  |  | 119.75 |  | 25.2999
1752176 |  | Structural Columns | Existing - ATC | C_COL_CC_Concrete Columns Square_BxH_: 750x750mm | 01-01-01-10-002-30 | Rectangular Column | Cast in Situ |  |  | 175.83 |  | 0.59532
1752178 |  | Structural Columns | Existing - ATC | C_COL_CC_Concrete Columns Square_BxH_: 750x750mm | 01-01-01-10-002-30 | Rectangular Column | Cast in Situ |  |  | 175.83 |  | 1.8562
1752180 |  | Structural Columns | Existing - ATC | C_COL_CC_Concrete Columns Square_BxH_: 750x750mm | 01-01-01-10-002-30 | Rectangular Column | Cast in Situ |  |  | 175.83 |  | 1.7156
1752184 |  | Structural Columns | Existing - ATC | C_COL_CC_Concrete Columns Rectangular_BxH_: 400x800mm | 01-01-01-10-002-30 | Rectangular Column | Cast in Situ |  |  | 175.83 |  | 0.93591
1752186 |  | Structural Columns | Existing - ATC | C_COL_CC_Concrete Columns Rectangular_BxH_: 400x800mm | 01-01-01-10-002-30 | Rectangular Column | Cast in Situ |  |  | 175.83 |  | 0.936
1752188 |  | Structural Columns | Existing - ATC | C_COL_CC_Concrete Columns Rectangular_BxH_: 400x800mm | 01-01-01-10-002-30 | Rectangular Column | Cast in Situ |  |  | 175.83 |  | 0.936
1827546 |  | Generic Models | New Construction | ATC_General Surface Opening (Rectangle): ATC_General Surface Opening (Rectangle)
2019782 |  | Floors | New Construction | Floor: C_SL_Concrete Slab_T_500mm | 01-01-01-10-005-30 | Suspended Slab | Cast in Situ |  |  | 155 |  | 12.8191
2019807 |  | Floors | Existing - ATC | Floor: C_SL_Concrete Slab_T_900mm | 01-01-01-10-002-30 | Suspended Slab | Cast in Situ |  |  | 155 |  | 9.45
2019873 |  | Floors | Existing - ATC | Floor: C_SL_Concrete Slab_T_500mm | 01-01-01-10-002-30 | Suspended Slab | Cast in Situ |  |  | 155 |  | 88.238
2019895 |  | Floors | Existing - ATC | Floor: C_SL_Concrete Slab_T_500mm | 01-01-01-10-003-30 | Suspended Slab | Cast in Situ |  |  | 155 |  | 134.7695
2019928 |  | Floors | Existing - ATC | Floor: C_SL_Concrete Slab_T_500mm | 01-01-01-10-005-30 | Suspended Slab | Cast in Situ |  |  | 155 |  | 71.9327
2019953 |  | Floors | Existing - ATC | Floor: C_SL_Concrete Slab_T_600mm | 01-01-01-10-003-30 | Suspended Slab | Cast in Situ |  |  | 155 |  | 14.4149
2019973 |  | Floors | Existing - ATC | Floor: C_SL_Concrete Slab_T_400mm | 01-01-01-10-003-30 | Suspended Slab | Cast in Situ |  |  | 155 |  | 55.2007
2020031 |  | Floors | Existing - ATC | Floor: C_SL_Concrete Slab_T_500mm | 01-01-01-11-003-30 | Suspended Slab | Cast in Situ |  |  | 155 |  | 30.854
2024210 |  | Walls | Existing - ATC | Basic Wall: C_WAL_CW_Concrete Wall_T_750mm | 01-01-01-10-002-30 | Wall | Cast in Situ |  |  | 119.75 |  | 31.9944
2024251 |  | Walls | Existing - ATC | Basic Wall: C_WAL_CW_Concrete Wall_T_750mm | 01-01-01-11-002-30 | Wall | Cast in Situ |  |  | 119.75 |  | 15.1678
2090097 |  | Walls | Existing - ATC | Basic Wall: C_WAL_CW_Concrete Wall_T_500mm | 01-01-01-11-001-30 | Retaining Wall | Cast in Situ |  |  | 190.22 |  | 11.7928
2090107 |  | Walls | New Construction | Basic Wall: C_WAL_CW_Concrete Wall_T_500mm | 01-01-01-11-002-30 | Wall | Cast in Situ |  |  | 119.75 |  | 11.3443
2093234 |  | Structural Columns | New Construction | C_COL_CC_Concrete Columns Square_BxH_: 600x600mm | 01-01-01-11-004-30 | Rectangular Column | Cast in Situ |  |  | 175.83 |  | 4.472
2093370 |  | Structural Columns | New Construction | C_COL_CC_Concrete Columns Square_BxH_: 600x600mm | 01-01-01-11-004-30 | Rectangular Column | Cast in Situ |  |  | 175.83 |  | 1.9134
2149935 |  | Walls | Existing - ATC | Basic Wall: C_WAL_CW_Concrete Wall_T_500mm | 01-01-01-10-001-30 | Wall | Cast in Situ |  |  | 132.04 |  | 25.5496
2149962 |  | Walls | Existing - ATC | Basic Wall: C_WAL_CW_Concrete Wall_T_500mm | 01-01-01-10-002-30 | Wall | Cast in Situ |  |  | 119.75 |  | 17.078
2150006 |  | Walls | Existing - ATC | Basic Wall: C_WAL_CW_Concrete Wall_T_500mm | 01-01-01-10-001-30 | Wall | Cast in Situ |  |  | 132.04 |  | 13.585
2150031 |  | Walls | Existing - ATC | Basic Wall: C_WAL_CW_Concrete Wall_T_500mm | 01-01-01-10-001-30 | Wall | Cast in Situ |  |  | 132.04 |  | 25.9455
2155673 |  | Generic Models | New Construction | ATC_Floor Opening: 250 x 300 x 500
2162790 |  | Walls | Existing - ATC | Basic Wall: C_WAL_CW_Concrete Wall_T_200mm | 01-01-01-09-003-30 | Wall | Cast in Situ |  |  | 155.74 |  | 1.19
2166504 |  | Walls | Existing - ATC | Basic Wall: C_WAL_CW_Concrete Wall_T_520mm | 01-01-01-10-002-30 | Wall | Cast in Situ |  |  | 119.75 |  | 16.3841
2166510 |  | Walls | Existing - ATC | Basic Wall: C_WAL_CW_Concrete Wall_T_600mm | 01-01-01-10-003-30 | Wall | Cast in Situ |  |  | 155.74 |  | 21.5973
2179182 |  | Generic Models | New Construction | ATC_ZNM_ACO Channel: ATC_ZNM_ACO Channel | 01-01-01-10-002-30
2223506 |  | Generic Models | New Construction | ATC_ZNM_ACO Channel_1: 6900 | 01-01-01-10-002-30
2229879 |  | Generic Models | New Construction | ATC_ZNM_ACO Channel_2: 6900 | 01-01-01-10-002-30
2362358 |  | Floors | Existing - ATC | Floor: C_SL_Concrete Slab_T_300mm | 01-01-01-09-005-30 | Suspended Slab | Cast in Situ |  |  | 155 |  | 31.8441
2378150 |  | Walls | Existing - ATC | Basic Wall: C_WAL_CW_Concrete Wall_T_350mm | 01-01-01-09-003-30 | Wall | Cast in Situ |  |  | 155.74 |  | 1.1711
2378152 |  | Walls | Existing - ATC | Basic Wall: C_WAL_CW_Concrete Wall_T_350mm | 01-01-01-09-003-30 | Wall | Cast in Situ |  |  | 155.74 |  | 0.89109
2378154 |  | Walls | Existing - ATC | Basic Wall: C_WAL_CW_Concrete Wall_T_350mm | 01-01-01-09-003-30 | Wall | Cast in Situ |  |  | 155.74 |  | 1.0061
2378156 |  | Walls | Existing - ATC | Basic Wall: C_WAL_CW_Concrete Wall_T_350mm | 01-01-01-09-003-30 | Wall | Cast in Situ |  |  | 155.74 |  | 1.801
2429893 |  | Walls | Existing - ATC | Basic Wall: C_WAL_CW_Concrete Wall_T_350mm | 01-01-01-09-003-30 | Wall | Cast in Situ |  |  | 155.74 |  | 5.4451
2429897 |  | Walls | Existing - ATC | Basic Wall: C_WAL_CW_Concrete Wall_T_350mm | 01-01-01-09-003-30 | Wall | Cast in Situ |  |  | 155.74 |  | 5.4451
2429899 |  | Walls | Existing - ATC | Basic Wall: C_WAL_CW_Concrete Wall_T_600mm | 01-01-01-09-003-30 | Wall | Cast in Situ |  |  | 155.74 |  | 18.7814
2429945 |  | Walls | Existing - ATC | Basic Wall: C_WAL_CW_Concrete Wall_T_750mm | 01-01-01-09-001-30 | Wall | Cast in Situ |  |  | 132.04 |  | 3.0375
2433400 |  | Walls | Existing - ATC | Basic Wall: C_WAL_CW_Concrete Wall_T_350mm | 01-01-01-09-003-30 | Wall | Cast in Situ |  |  | 155.74 |  | 6.1661
2433408 |  | Walls | Existing - ATC | Basic Wall: C_WAL_CW_Concrete Wall_T_350mm | 01-01-01-09-003-30 | Wall | Cast in Situ |  |  | 155.74 |  | 0.91105
2434321 |  | Walls | Existing - ATC | Basic Wall: C_WAL_CW_Concrete Wall_T_350mm | 01-01-01-09-003-30 | Wall | Cast in Situ |  |  | 155.74 |  | 3.01
2434511 |  | Walls | Existing - ATC | Basic Wall: C_WAL_CW_Concrete Wall_T_350mm | 01-01-01-09-003-30 | Wall | Cast in Situ |  |  | 155.74 |  | 1.4711
2434652 |  | Structural Framing | Existing - ATC | C_BEA_CB_Concrete Beams_BxH_: 350x1650mm | 01-01-01-09-003-30 | Suspended Beam | Cast in Situ |  |  | 460.63 |  | 1.323
2434938 |  | Structural Framing | Existing - ATC | C_BEA_CB_Concrete Beams_BxH_: 350x1650mm | 01-01-01-09-003-30 | Suspended Beam | Cast in Situ |  |  | 460.63 |  | 1.323
2436067 |  | Walls | Existing - ATC | Basic Wall: C_WAL_CW_Concrete Wall_T_600mm | 01-01-01-09-003-30 | Wall | Cast in Situ |  |  | 155.74 |  | 19.3416
2471632 |  | Walls | Existing - ATC | Basic Wall: C_WAL_CW_Concrete Wall_T_750mm | 01-01-01-10-002-30 | Wall | Cast in Situ |  |  | 119.75 |  | 3.7941
2471823 |  | Walls | Existing - ATC | Basic Wall: C_WAL_CW_Concrete Wall_T_750mm | 01-01-01-10-002-30 | Wall | Cast in Situ |  |  | 119.75 |  | 26.7059
2472004 |  | Walls | Existing - ATC | Basic Wall: C_WAL_CW_Concrete Wall_T_750mm | 01-01-01-10-003-30 | Wall | Cast in Situ |  |  | 155.74 |  | 40.2111
2472253 |  | Walls | Existing - ATC | Basic Wall: C_WAL_CW_Concrete Wall_T_750mm | 01-01-01-10-003-30 | Wall | Cast in Situ |  |  | 155.74 |  | 82.7812
2472317 |  | Walls | Existing - ATC | Basic Wall: C_WAL_CW_Concrete Wall_T_750mm | 01-01-01-10-003-30 | Wall | Cast in Situ |  |  | 155.74 |  | 9.3523
2472739 |  | Walls | Existing - ATC | Basic Wall: C_WAL_CW_Concrete Wall_T_750mm | 01-01-01-10-003-30 | Wall | Cast in Situ |  |  | 155.74 |  | 51.8575
2473618 |  | Walls | Existing - ATC | Basic Wall: C_WAL_CW_Concrete Wall_T_750mm | 01-01-01-10-002-30 | Wall | Cast in Situ |  |  | 119.75 |  | 19.875
2473970 |  | Walls | Existing - ATC | Basic Wall: C_WAL_CW_Concrete Wall_T_750mm | 01-01-01-10-001-30 | Retaining Wall | Cast in Situ |  |  | 190.22 |  | 41.7206
2498229 |  | Walls | Existing - ATC | Basic Wall: C_WAL_CW_Concrete Wall_T_500mm | 01-01-01-10-002-30 | Wall | Cast in Situ |  |  | 119.75 |  | 9.1133
2498241 |  | Walls | Existing - ATC | Basic Wall: C_WAL_CW_Concrete Wall_T_500mm | 01-01-01-10-002-30 | Wall | Cast in Situ |  |  | 119.75 |  | 8.3024
2498251 |  | Walls | Existing - ATC | Basic Wall: C_WAL_CW_Concrete Wall_T_500mm | 01-01-01-10-002-30 | Wall | Cast in Situ |  |  | 119.75 |  | 6.2582
2498261 |  | Walls | Existing - ATC | Basic Wall: C_WAL_CW_Concrete Wall_T_500mm | 01-01-01-10-002-30 | Wall | Cast in Situ |  |  | 119.75 |  | 6.0484
2498295 |  | Generic Models | New Construction | ATC_Floor Opening: 300 x 5125 x 250
2498316 |  | Generic Models | New Construction | ATC_Floor Opening: 300 x 6900 x 250
2500499 |  | Generic Models | New Construction | ATC_Floor Opening: 300 x 9625 x 250
2504722 |  | Walls | Existing - ATC | Basic Wall: C_WAL_CW_Concrete Wall_T_300mm | 01-01-01-10-002-30 | Wall | Cast in Situ |  |  | 163.8 |  | 1.668
2504728 |  | Walls | Existing - ATC | Basic Wall: C_WAL_CW_Concrete Wall_T_300mm | 01-01-01-10-002-30 | Wall | Cast in Situ |  |  | 163.8 |  | 3.9409
2504748 |  | Floors | Existing - ATC | Floor: C_SL_Concrete Slab_T_200mm | 01-01-01-10-005-30 | Suspended Slab | Cast in Situ |  |  | 155 |  | 1.3026
2504884 |  | Walls | Existing - ATC | Basic Wall: C_WAL_CW_Concrete Wall_T_500mm | 01-01-01-10-002-30 | Wall | Cast in Situ |  |  | 119.75 |  | 10.8952
2504914 |  | Walls | Existing - ATC | Basic Wall: C_WAL_CW_Concrete Wall_T_500mm | 01-01-01-10-002-30 | Wall | Cast in Situ |  |  | 119.75 |  | 13.3594
2512275 |  | Walls | Existing - ATC | Basic Wall: C_WAL_CW_Concrete Wall_T_750mm | 01-01-01-10-003-30 | Wall | Cast in Situ |  |  | 155.74 |  | 42.9071
2512318 |  | Walls | Existing - ATC | Basic Wall: C_WAL_CW_Concrete Wall_T_750mm | 01-01-01-10-003-30 | Wall | Cast in Situ |  |  | 155.74 |  | 25.3397
2540802 |  | Walls | New Construction | Basic Wall: C_WAL_CW_Concrete Wall_T_500mm | 01-01-01-09-004-30 | Wall | Cast in Situ |  |  | 163.8 |  | 2.85
2573576 |  | Generic Models | New Construction | ATC_STR Vertical Opening (Round): ATC_STR Vertical Opening (Round)
2574856 |  | Generic Models | New Construction | ATC_General Surface Opening (Rectangle): ATC_General Surface Opening (Rectangle)
2576606 |  | Generic Models | New Construction | ATC_STR Vertical Opening (Round): ATC_STR Vertical Opening (Round)
2576612 |  | Generic Models | New Construction | ATC_STR Vertical Opening (Round): ATC_STR Vertical Opening (Round)
2576617 |  | Generic Models | New Construction | ATC_STR Vertical Opening (Round): ATC_STR Vertical Opening (Round)
2576622 |  | Generic Models | New Construction | ATC_STR Vertical Opening (Round): ATC_STR Vertical Opening (Round)
2576627 |  | Generic Models | New Construction | ATC_STR Vertical Opening (Round): ATC_STR Vertical Opening (Round)
2576632 |  | Generic Models | New Construction | ATC_STR Vertical Opening (Round): ATC_STR Vertical Opening (Round)
2576639 |  | Generic Models | New Construction | ATC_General Surface Opening (Rectangle): ATC_General Surface Opening (Rectangle)
2576651 |  | Generic Models | New Construction | ATC_General Surface Opening (Rectangle): ATC_General Surface Opening (Rectangle)
2576980 |  | Generic Models | New Construction | ATC_STR Vertical Opening (Round): ATC_STR Vertical Opening (Round)
2577253 |  | Generic Models | New Construction | ATC_STR Vertical Opening (Round): ATC_STR Vertical Opening (Round)
2577395 |  | Generic Models | New Construction | ATC_STR Vertical Opening (Round): ATC_STR Vertical Opening (Round)
2577442 |  | Generic Models | New Construction | ATC_STR Vertical Opening (Round): ATC_STR Vertical Opening (Round)
2578165 |  | Generic Models | New Construction | ATC_STR Vertical Opening (Round): ATC_STR Vertical Opening (Round)
2578205 |  | Generic Models | New Construction | ATC_STR Vertical Opening (Round): ATC_STR Vertical Opening (Round)
2578369 |  | Generic Models | New Construction | ATC_STR Vertical Opening (Round): ATC_STR Vertical Opening (Round)
2578506 |  | Structural Framing | Existing - ATC | C_BEA_CB_Concrete Beams_BxH_: 1000x2500mm | 01-01-01-09-003-30 | Suspended Beam | Cast in Situ |  |  | 460.63 |  | 23.3502
2579201 |  | Generic Models | New Construction | ATC_STR Vertical Opening (Round): ATC_STR Vertical Opening (Round)
2579334 |  | Generic Models | New Construction | ATC_STR Vertical Opening (Round): ATC_STR Vertical Opening (Round)
2579382 |  | Generic Models | New Construction | ATC_STR Vertical Opening (Round): ATC_STR Vertical Opening (Round)
2579388 |  | Generic Models | New Construction | ATC_STR Vertical Opening (Round): ATC_STR Vertical Opening (Round)
2579550 |  | Generic Models | New Construction | ATC_STR Vertical Opening (Round): ATC_STR Vertical Opening (Round)
2579556 |  | Generic Models | New Construction | ATC_STR Vertical Opening (Round): ATC_STR Vertical Opening (Round)
2654047 |  | Generic Models | New Construction | ATC_STR Vertical Opening (Round): ATC_STR Vertical Opening (Round)
2654342 |  | Generic Models | New Construction | ATC_STR Vertical Opening (Round): ATC_STR Vertical Opening (Round)
2654354 |  | Generic Models | New Construction | ATC_STR Vertical Opening (Round): ATC_STR Vertical Opening (Round)
2654364 |  | Generic Models | New Construction | ATC_STR Vertical Opening (Round): ATC_STR Vertical Opening (Round)
2654437 |  | Generic Models | New Construction | ATC_STR Vertical Opening (Round): ATC_STR Vertical Opening (Round)
2654447 |  | Generic Models | New Construction | ATC_STR Vertical Opening (Round): ATC_STR Vertical Opening (Round)
2654457 |  | Generic Models | New Construction | ATC_STR Vertical Opening (Round): ATC_STR Vertical Opening (Round)
2654467 |  | Generic Models | New Construction | ATC_STR Vertical Opening (Round): ATC_STR Vertical Opening (Round)
2715467 |  | Walls | Existing - ATC | Basic Wall: C_WAL_CW_Concrete Wall_T_500mm | 01-01-01-11-001-30 | Retaining Wall | Cast in Situ |  |  | 190.22 |  | 21.2625
2715469 |  | Walls | Existing - ATC | Basic Wall: C_WAL_CW_Concrete Wall_T_500mm | 01-01-01-11-001-30 | Wall | Cast in Situ |  |  | 132.04 |  | 4.05
2715475 |  | Walls | Existing - ATC | Basic Wall: C_WAL_CW_Concrete Wall_T_500mm | 01-01-01-11-001-30 | Retaining Wall | Cast in Situ |  |  | 190.22 |  | 29.6156
2719106 |  | Structural Columns | Existing - ATC | C_COL_CC_Concrete Columns Square_BxH_: 500x500mm | 01-01-01-11-001-30 | Rectangular Column | Cast in Situ |  |  | 175.83 |  | 1.0125
2719114 |  | Structural Columns | Existing - ATC | C_COL_CC_Concrete Columns Square_BxH_: 500x500mm | 01-01-01-11-001-30 | Rectangular Column | Cast in Situ |  |  | 175.83 |  | 1.0125
2719121 |  | Structural Columns | Existing - ATC | C_COL_CC_Concrete Columns Square_BxH_: 600x600mm | 01-01-01-11-001-30 | Rectangular Column | Cast in Situ |  |  | 175.83 |  | 1.512
2719138 |  | Structural Columns | New Construction | C_COL_CC_Concrete Columns Square_BxH_: 500x500mm | 01-01-01-11-001-30 | Rectangular Column | Cast in Situ |  |  | 175.83 |  | 1.7625
2719140 |  | Structural Columns | New Construction | C_COL_CC_Concrete Columns Square_BxH_: 500x500mm | 01-01-01-11-001-30 | Rectangular Column | Cast in Situ |  |  | 175.83 |  | 1.7625
2719142 |  | Structural Columns | Existing - ATC | C_COL_CC_Concrete Columns Square_BxH_: 600x600mm | 01-01-01-11-002-30 | Rectangular Column | Cast in Situ |  |  | 175.83 |  | 1.026
2719144 |  | Structural Columns | Existing - ATC | C_COL_CC_Concrete Columns Square_BxH_: 600x600mm | 01-01-01-11-001-30 | Rectangular Column | Cast in Situ |  |  | 175.83 |  | 2.646
2719177 |  | Walls | Existing - ATC | Basic Wall: C_WAL_CW_Concrete Wall_T_500mm | 01-01-01-11-002-30 | Wall | Cast in Situ |  |  | 119.75 |  | 3.2475
2719179 |  | Walls | New Construction | Basic Wall: C_WAL_CW_Concrete Wall_T_500mm | 01-01-01-11-002-30 | Wall | Cast in Situ |  |  | 119.75 |  | 9.5813
2719181 |  | Walls | Existing - ATC | Basic Wall: C_WAL_CW_Concrete Wall_T_500mm | 01-01-01-11-002-30 | Wall | Cast in Situ |  |  | 119.75 |  | 18.1786
2719208 |  | Floors | Existing - ATC | Floor: C_SL_Concrete Slab_T_250mm | 01-01-01-11-005-30 | Suspended Slab | Cast in Situ |  |  | 155 |  | 8.7891
2719240 |  | Walls | New Construction | Basic Wall: C_WAL_CW_Concrete Wall_T_250mm | 01-01-01-11-002-30 | Wall | Cast in Situ |  |  | 119.75 |  | 2.1094
2719614 |  | Structural Framing | Existing - ATC | C_BEA_CB_Concrete Beams_BxH_: 500x1400mm | 01-01-01-11-003-30 | Suspended Beam | Cast in Situ |  |  | 460.63 |  | 5.45
2719625 |  | Structural Framing | Existing - ATC | C_BEA_CB_Concrete Beams_BxH_: 500x1400mm | 01-01-01-11-003-30 | Suspended Beam | Cast in Situ |  |  | 460.63 |  | 5.25
2719633 |  | Structural Framing | Existing - ATC | C_BEA_CB_Concrete Beams_BxH_: 500x3000mm | 01-01-01-11-003-30 | Suspended Beam | Cast in Situ |  |  | 460.63 |  | 7.735
2725974 |  | Floors | Existing - ATC | Floor: C_SL_Concrete Slab_T_400mm | 01-01-01-11-003-30 | Suspended Slab | Cast in Situ |  |  | 155 |  | 10.415
2725996 |  | Walls | Existing - ATC | Basic Wall: C_WAL_CW_Concrete Wall_T_1000mm | 01-01-01-11-003-30 | Wall | Cast in Situ |  |  | 155.74 |  | 3.8125
2726006 |  | Walls | Existing - ATC | Basic Wall: C_WAL_CW_Concrete Wall_T_750mm | 01-01-01-11-002-30 | Wall | Cast in Situ |  |  | 119.75 |  | 21.45
2726026 |  | Floors | Existing - ATC | Floor: C_SL_Concrete Slab_T_400mm | 01-01-01-11-003-30 | Suspended Slab | Cast in Situ |  |  | 155 |  | 12.0933
2726097 |  | Floors | New Construction | Floor: C_SL_Concrete Slab_T_300mm | 01-01-01-11-003-30 | Suspended Slab | Cast in Situ |  |  | 155 |  | 27.713
2726137 |  | Floors | Existing - ATC | Floor: C_SL_Concrete Slab_T_300mm Pour Strip | 01-01-01-11-003-30 | Suspended Slab | Cast in Situ |  |  | 155 |  | 4.8675
2726226 |  | Structural Columns | New Construction | C_COL_CC_Concrete Columns Square_BxH_: 550x550mm | 01-01-01-11-001-30 | Rectangular Column | Cast in Situ |  |  | 175.83 |  | 3.5544
2726228 |  | Structural Columns | New Construction | C_COL_CC_Concrete Columns Square_BxH_: 500x500mm | 01-01-01-11-001-30 | Rectangular Column | Cast in Situ |  |  | 175.83 |  | 2.9375
2726232 |  | Structural Columns | New Construction | C_COL_CC_Concrete Columns Rectangular_BxH_: 600x1300mm | 01-01-01-11-003-30 | Rectangular Column | Cast in Situ |  |  | 175.83 |  | 3.666
2726257 |  | Structural Columns | New Construction | C_COL_CC_Concrete Columns Square_BxH_: 600x600mm | 01-01-01-11-002-30 | Rectangular Column | Cast in Situ |  |  | 175.83 |  | 1.6965
2729247 |  | Generic Models | Existing - ATC | ATC_STR Vertical Opening (Round): ATC_STR Vertical Opening (Round)
2729272 |  | Generic Models | Existing - ATC | ATC_STR Vertical Opening (Round): ATC_STR Vertical Opening (Round)
2808572 |  | Floors | Existing - ATC | Floor: C_SL_Concrete Slab_T_250mm | 01-01-01-10-003-30 | Suspended Slab | Cast in Situ |  |  | 155 |  | 16.7399
2812779 |  | Walls | Existing - ATC | Basic Wall: C_WAL_CW_Concrete Wall_T_350mm | 01-01-01-11-003-30 | Wall | Cast in Situ |  |  | 155.74 |  | 3.5612
2812876 |  | Walls | Existing - ATC | Basic Wall: C_WAL_CW_Concrete Wall_T_200mm | 01-01-01-10-003-30 | Wall | Cast in Situ |  |  | 155.74 |  | 2.5025
2812905 |  | Walls | Existing - ATC | Basic Wall: C_WAL_CW_Concrete Wall_T_200mm | 01-01-01-10-003-30 | Wall | Cast in Situ |  |  | 155.74 |  | 1.5641
2813023 |  | Structural Columns | Existing - ATC | C_COL_CC_Concrete Columns Rectangular_BxH_: 400x800mm | 01-01-01-10-003-30 | Rectangular Column | Cast in Situ |  |  | 175.83 |  | 0.00086098
2813025 |  | Structural Columns | Existing - ATC | C_COL_CC_Concrete Columns Rectangular_BxH_: 400x800mm | 01-01-01-10-003-30 | Rectangular Column | Cast in Situ |  |  | 175.83 |  | 1.4012
2813027 |  | Structural Columns | New Construction | C_COL_CC_Concrete Columns Rectangular_BxH_: 400x800mm | 01-01-01-10-003-30 | Rectangular Column | Cast in Situ |  |  | 175.83
2820549 |  | Walls | Existing - ATC | Basic Wall: C_WAL_CW_Concrete Wall_T_200mm | 01-01-01-10-003-30 | Wall | Cast in Situ |  |  | 155.74 |  | 0.065468
2820559 |  | Walls | Existing - ATC | Basic Wall: C_WAL_CW_Concrete Wall_T_200mm | 01-01-01-10-003-30 | Wall | Cast in Situ |  |  | 155.74 |  | 0.82999
2820567 |  | Walls | Existing - ATC | Basic Wall: C_WAL_CW_Concrete Wall_T_200mm | 01-01-01-10-003-30 | Wall | Cast in Situ |  |  | 155.74 |  | 0.82999
2820582 |  | Walls | Existing - ATC | Basic Wall: C_WAL_CW_Concrete Wall_T_200mm | 01-01-01-10-003-30 | Wall | Cast in Situ |  |  | 155.74 |  | 0.51366
2820673 |  | Walls | Existing - ATC | Basic Wall: C_WAL_CW_Concrete Wall_T_200mm | 01-01-01-10-003-30 | Wall | Cast in Situ |  |  | 155.74 |  | 2.1851
2820765 |  | Walls | Existing - ATC | Basic Wall: C_WAL_CW_Concrete Wall_T_250mm | 01-01-01-10-003-30 | Wall | Cast in Situ |  |  | 155.74 |  | 5.2142
2822268 |  | Walls | Existing - ATC | Basic Wall: C_WAL_CW_Concrete Wall_T_350mm | 01-01-01-10-003-30 | Wall | Cast in Situ |  |  | 155.74 |  | 7.0241
2822276 |  | Walls | Existing - ATC | Basic Wall: C_WAL_CW_Concrete Wall_T_350mm | 01-01-01-10-003-30 | Wall | Cast in Situ |  |  | 155.74 |  | 9.6271
2826858 |  | Walls | Existing - ATC | Basic Wall: C_WAL_CW_Concrete Wall_T_750mm | 01-01-01-10-003-30 | Wall | Cast in Situ |  |  | 155.74 |  | 32.4853
2854111 |  | Structural Columns | Existing - ATC | C_COL_CC_Concrete Columns Square_BxH_: 750x750mm | 01-01-01-10-003-30 | Rectangular Column | Cast in Situ |  |  | 175.83 |  | 2.4258
2868348 |  | Walls | Existing - ATC | Basic Wall: C_WAL_CW_Concrete Wall_T_375mm | 01-01-01-10-002-30 | Wall | Cast in Situ |  |  | 119.75 |  | 6.9791
2868364 |  | Walls | Existing - ATC | Basic Wall: C_WAL_CW_Concrete Wall_T_350mm | 01-01-01-10-003-30 | Wall | Cast in Situ |  |  | 155.74 |  | 5.054
2868373 |  | Walls | Existing - ATC | Basic Wall: C_WAL_CW_Concrete Wall_T_350mm | 01-01-01-10-003-30 | Wall | Cast in Situ |  |  | 155.74 |  | 8.394
2868398 |  | Walls | Existing - ATC | Basic Wall: C_WAL_CW_Concrete Wall_T_500mm | 01-01-01-10-002-30 | Wall | Cast in Situ |  |  | 119.75 |  | 18.0216
2868567 |  | Walls | Existing - ATC | Basic Wall: C_WAL_CW_Concrete Wall_T_350mm | 01-01-01-10-003-30 | Wall | Cast in Situ |  |  | 155.74 |  | 10.3012
2875910 |  | Floors | Existing - ATC | Floor: C_SL_Concrete Slab_T_500mm | 01-01-01-10-003-30 | Suspended Slab | Cast in Situ |  |  | 155 |  | 14.3858
2875955 |  | Walls | Existing - ATC | Basic Wall: C_WAL_CW_Concrete Wall_T_500mm | 01-01-01-10-002-30 | Wall | Cast in Situ |  |  | 119.75 |  | 0.16247
2875978 |  | Walls | Existing - ATC | Basic Wall: C_WAL_CW_Concrete Wall_T_500mm | 01-01-01-10-002-30 | Wall | Cast in Situ |  |  | 119.75 |  | 1.0725
2895289 |  | Walls | New Construction | Basic Wall: C_WAL_CW_Concrete Wall_T_450mm | 01-01-01-10-003-30 | Wall | Cast in Situ |  |  | 155.74 |  | 18.299
2962607 |  | Structural Framing | Existing - ATC | C_BEA_CB_Concrete Beams_BxH_: 1000x1000mm | 01-01-01-09-004-30 | Suspended Beam | Cast in Situ |  |  | 397.69 |  | 8.2571
2962652 |  | Structural Framing | Existing - ATC | C_BEA_CB_Concrete Beams_BxH_: 1000x1000mm | 01-01-01-09-004-30 | Suspended Beam | Cast in Situ |  |  | 397.69 |  | 1.2631
2963893 |  | Stairs | New Construction | Assembled Stair: Steel Stair | 01-01-01-10-002-30 | Steel Stair
2964014 |  | Walls | Existing - ATC | Basic Wall: C_WAL_CW_Concrete Wall_T_500mm | 01-01-01-10-004-30 | Wall | Cast in Situ |  |  | 163.8 |  | 37.44
2964200 |  | Stairs | New Construction | Assembled Stair: Steel Stair | 01-01-01-10-002-30 | Steel Stair
2973321 |  | Stairs | New Construction | Assembled Stair: Steel Stair | 01-01-01-10-003-30 | Steel Stair
2973488 |  | Stairs | New Construction | Cast-In-Place Stair: Concrete Stair | 01-01-01-10-003-30 | Stair | Cast In Situ |  |  | 121.27
2974868 |  | Generic Models | New Construction | ATC_Floor Opening: 500 x 250 x 300
2974895 |  | Generic Models | New Construction | ATC_STR Vertical Opening (Rectangle): ATC_STR Vertical Opening (Rectangle)
2977528 |  | Walls | New Construction | Basic Wall: C_WAL_CW_Concrete Wall_T_450mm | 01-01-01-10-003-30 | Wall | Cast in Situ |  |  | 155.74 |  | 0.28405
2982149 |  | Generic Models | New Construction | ATC_STR Vertical Opening (Rectangle): ATC_STR Vertical Opening (Rectangle)
2982192 |  | Generic Models | New Construction | ATC_STR Vertical Opening (Rectangle): ATC_STR Vertical Opening (Rectangle)
2982227 |  | Generic Models | New Construction | ATC_STR Vertical Opening (Rectangle): ATC_STR Vertical Opening (Rectangle)
3005095 |  | Floors | New Construction | Floor: C_SL_Concrete Slab_T_300mm | 01-01-01-09-005-30 | Suspended Slab | Cast in Situ |  |  | 155 |  | 4.8337
3012184 |  | Floors | Existing - ATC | Floor: C_SL_Concrete Slab_T_400mm | 01-01-01-09-003-30 | Suspended Slab | Cast in Situ |  |  | 155 |  | 55.5383
3085954 |  | Generic Models | New Construction | ATC_Floor Opening: 300 x 1000x 500
3243797 |  | Walls | New Construction | Basic Wall: C_WAL_CW_Concrete Wall_T_250mm | 01-01-01-11-003-30 | Wall | Cast in Situ |  |  | 155.74 |  | 0.056246
3329523 |  | Structural Framing | Existing - ATC | C_BEA_CB_Concrete Beams_BxH_: 750x1300mm | 01-01-01-09-005-30 | Suspended Beam | Cast in Situ |  |  | 267.07 |  | 5.2786
3447706 |  | Generic Models | New Construction | ATC_Floor Opening (Round): Ø 80
3448868 |  | Generic Models | New Construction | ATC_Floor Opening: 200 x 300 x 500
3448880 |  | Generic Models | New Construction | ATC_Floor Opening: 800 x 6745 x 500
3448903 |  | Generic Models | New Construction | ATC_Floor Opening: 200 x 200 x 500
3448912 |  | Generic Models | New Construction | ATC_Floor Opening: 200 x 200 x 500
3448921 |  | Generic Models | New Construction | ATC_Floor Opening: 200 x 200 x 500
3448930 |  | Generic Models | New Construction | ATC_Floor Opening: 200 x 200 x 500
3449024 |  | Generic Models | New Construction | ATC_Floor Opening: 200 x 200 x 500
3449173 |  | Generic Models | New Construction | ATC_Floor Opening: 200 x 200 x 500
3449312 |  | Generic Models | New Construction | ATC_Floor Opening: 200 x 200 x 500
3449458 |  | Generic Models | New Construction | ATC_Floor Opening: 200 x 200 x 500
3450153 |  | Generic Models | New Construction | ATC_Floor Opening: 200 x 200 x 500
3450170 |  | Generic Models | New Construction | ATC_Floor Opening (Round): Ø 80
3450423 |  | Generic Models | New Construction | ATC_Floor Opening (Round): Ø 80
3450580 |  | Generic Models | New Construction | ATC_Floor Opening (Round): Ø 80
3450717 |  | Generic Models | New Construction | ATC_Floor Opening (Round): Ø 80
3450866 |  | Generic Models | New Construction | ATC_Floor Opening (Round): Ø 80
3451001 |  | Generic Models | New Construction | ATC_Floor Opening (Round): Ø 80
3451136 |  | Generic Models | New Construction | ATC_Floor Opening (Round): Ø 80
3451331 |  | Generic Models | New Construction | ATC_Floor Opening (Round): Ø 80
3451466 |  | Generic Models | New Construction | ATC_Floor Opening (Round): Ø 80
3451603 |  | Generic Models | New Construction | ATC_Floor Opening (Round): Ø 80
3451751 |  | Generic Models | New Construction | ATC_Floor Opening (Round): Ø 80
3451888 |  | Generic Models | New Construction | ATC_Floor Opening (Round): Ø 80
3452025 |  | Generic Models | New Construction | ATC_Floor Opening (Round): Ø 80
3452309 |  | Generic Models | New Construction | ATC_Floor Opening (Round): Ø 80
3452444 |  | Generic Models | New Construction | ATC_Floor Opening (Round): Ø 80
3452597 |  | Generic Models | New Construction | ATC_Floor Opening (Round): Ø 80
3452732 |  | Generic Models | New Construction | ATC_Floor Opening (Round): Ø 80
3452879 |  | Generic Models | New Construction | ATC_Floor Opening (Round): Ø 80
3455081 |  | Generic Models | New Construction | ATC_Floor Opening: 450 x 6785 x 500
3455101 |  | Generic Models | New Construction | ATC_Floor Opening: 1100 x 6100 x 500
3519428 |  | Generic Models | New Construction | ATC_STR Vertical Opening (Round): ATC_STR Vertical Opening (Round)
3519439 |  | Generic Models | New Construction | ATC_STR Vertical Opening (Round): ATC_STR Vertical Opening (Round)
3519460 |  | Generic Models | New Construction | ATC_STR Vertical Opening (Round): ATC_STR Vertical Opening (Round)
3519480 |  | Generic Models | New Construction | ATC_STR Vertical Opening (Rectangle): ATC_STR Vertical Opening (Rectangle)
3519513 |  | Generic Models | New Construction | ATC_STR Vertical Opening (Rectangle): ATC_STR Vertical Opening (Rectangle)
3519527 |  | Generic Models | New Construction | ATC_STR Vertical Opening (Rectangle): ATC_STR Vertical Opening (Rectangle)
3519540 |  | Generic Models | New Construction | ATC_STR Vertical Opening (Rectangle): ATC_STR Vertical Opening (Rectangle)
3519549 |  | Generic Models | New Construction | ATC_STR Vertical Opening (Rectangle): ATC_STR Vertical Opening (Rectangle)
3519558 |  | Generic Models | New Construction | ATC_STR Vertical Opening (Rectangle): ATC_STR Vertical Opening (Rectangle)
3522688 |  | Generic Models | New Construction | ATC_Floor Opening (Round): Ø 80
3522817 |  | Generic Models | New Construction | ATC_Floor Opening (Round): Ø 80
3522952 |  | Generic Models | New Construction | ATC_Floor Opening (Round): Ø 80
3523086 |  | Generic Models | New Construction | ATC_Floor Opening (Round): Ø 80
3523221 |  | Generic Models | New Construction | ATC_Floor Opening (Round): Ø 80
3523348 |  | Generic Models | New Construction | ATC_Floor Opening (Round): Ø 80
3523477 |  | Generic Models | New Construction | ATC_Floor Opening (Round): Ø 80
3523606 |  | Generic Models | New Construction | ATC_Floor Opening (Round): Ø 80
3523733 |  | Generic Models | New Construction | ATC_Floor Opening (Round): Ø 80
3530634 |  | Generic Models | New Construction | ATC_STR Vertical Opening (Round): ATC_STR Vertical Opening (Round)
3530639 |  | Generic Models | New Construction | ATC_STR Vertical Opening (Round): ATC_STR Vertical Opening (Round)
3530674 |  | Generic Models | New Construction | ATC_STR Vertical Opening (Rectangle): ATC_STR Vertical Opening (Rectangle)
3530748 |  | Generic Models | New Construction | ATC_STR Vertical Opening (Rectangle): ATC_STR Vertical Opening (Rectangle)
3530774 |  | Generic Models | New Construction | ATC_STR Vertical Opening (Rectangle): ATC_STR Vertical Opening (Rectangle)
3530784 |  | Generic Models | New Construction | ATC_STR Vertical Opening (Rectangle): ATC_STR Vertical Opening (Rectangle)
3530805 |  | Generic Models | New Construction | ATC_STR Vertical Opening (Rectangle): ATC_STR Vertical Opening (Rectangle)
3530815 |  | Generic Models | New Construction | ATC_STR Vertical Opening (Rectangle): ATC_STR Vertical Opening (Rectangle)
3530846 |  | Generic Models | New Construction | ATC_STR Vertical Opening (Rectangle): ATC_STR Vertical Opening (Rectangle)
3547059 |  | Generic Models | New Construction | ATC_STR Vertical Opening (Rectangle): ATC_STR Vertical Opening (Rectangle)
3547123 |  | Generic Models | New Construction | ATC_STR Vertical Opening (Rectangle): ATC_STR Vertical Opening (Rectangle)
3547156 |  | Generic Models | New Construction | ATC_STR Vertical Opening (Round): ATC_STR Vertical Opening (Round)
3547158 |  | Generic Models | New Construction | ATC_STR Vertical Opening (Round): ATC_STR Vertical Opening (Round)
3547175 |  | Generic Models | New Construction | ATC_STR Vertical Opening (Rectangle): ATC_STR Vertical Opening (Rectangle)
3547177 |  | Generic Models | New Construction | ATC_STR Vertical Opening (Rectangle): ATC_STR Vertical Opening (Rectangle)
3547192 |  | Generic Models | New Construction | ATC_STR Vertical Opening (Rectangle): ATC_STR Vertical Opening (Rectangle)
3547199 |  | Generic Models | New Construction | ATC_STR Vertical Opening (Rectangle): ATC_STR Vertical Opening (Rectangle)
3547201 |  | Generic Models | New Construction | ATC_STR Vertical Opening (Rectangle): ATC_STR Vertical Opening (Rectangle)
3547202 |  | Generic Models | New Construction | ATC_STR Vertical Opening (Rectangle): ATC_STR Vertical Opening (Rectangle)
3547204 |  | Generic Models | New Construction | ATC_STR Vertical Opening (Rectangle): ATC_STR Vertical Opening (Rectangle)
3547214 |  | Structural Columns | Existing - ATC | C_COL_CC_Concrete Columns Square_BxH_: 750x750mm | 01-01-01-09-003-30 | Rectangular Column | Cast in Situ |  |  | 175.83 |  | 2.5871
3547228 |  | Structural Columns | Existing - ATC | C_COL_CC_Concrete Columns Rectangular_BxH_: 750x1650mm | 01-01-01-09-003-30 | Rectangular Column | Cast in Situ |  |  | 175.83 |  | 5.6925
3557606 |  | Generic Models | New Construction | ATC_STR Vertical Opening (Rectangle): ATC_STR Vertical Opening (Rectangle)
3564906 |  | Generic Models | New Construction | ATC_STR Vertical Opening (Rectangle): ATC_STR Vertical Opening (Rectangle)
3564908 |  | Generic Models | New Construction | ATC_STR Vertical Opening (Rectangle): ATC_STR Vertical Opening (Rectangle)
3568849 |  | Generic Models | New Construction | ATC_STR Vertical Opening (Round): ATC_STR Vertical Opening (Round)
3568860 |  | Generic Models | New Construction | ATC_STR Vertical Opening (Rectangle): ATC_STR Vertical Opening (Rectangle)
3568878 |  | Generic Models | New Construction | ATC_STR Vertical Opening (Round): ATC_STR Vertical Opening (Round)
3568915 |  | Generic Models | New Construction | ATC_STR Vertical Opening (Round): ATC_STR Vertical Opening (Round)
3568921 |  | Generic Models | New Construction | ATC_STR Vertical Opening (Round): ATC_STR Vertical Opening (Round)
3572011 |  | Generic Models | New Construction | ATC_STR Vertical Opening (Rectangle): ATC_STR Vertical Opening (Rectangle)
3572013 |  | Generic Models | New Construction | ATC_STR Vertical Opening (Rectangle): ATC_STR Vertical Opening (Rectangle)
3572014 |  | Generic Models | New Construction | ATC_STR Vertical Opening (Rectangle): ATC_STR Vertical Opening (Rectangle)
3575789 |  | Generic Models | New Construction | ATC_STR Vertical Opening (Rectangle): ATC_STR Vertical Opening (Rectangle)
3603961 |  | Generic Models | New Construction | ATC_STR Vertical Opening (Rectangle): ATC_STR Vertical Opening (Rectangle)
3603971 |  | Generic Models | New Construction | ATC_STR Vertical Opening (Rectangle): ATC_STR Vertical Opening (Rectangle)
3604971 |  | Generic Models | New Construction | ATC_Floor Opening: 750 x 1500x 500
3604998 |  | Generic Models | New Construction | ATC_Floor Opening: 750 x 1500x 500
3605811 |  | Structural Framing | Existing - ATC | C_BEA_CB_Concrete Beams_BxH_: 350x2500mm | 01-01-01-09-003-30 | Suspended Beam | Cast in Situ |  |  | 460.63 |  | 1.2496
3614465 |  | Floors | Existing - ATC | Floor: C_SL_Concrete Slab_T_500mm | 01-01-01-10-002-30 | Suspended Slab | Cast in Situ |  |  | 155 |  | 1.975
3615506 |  | Floors | Existing - ATC | Floor: C_SL_Concrete Slab_T_500mm | 01-01-01-10-002-30 | Suspended Slab | Cast in Situ |  |  | 155 |  | 2.625
3622616 |  | Generic Models | New Construction | ATC_STR Vertical Opening (Round): ATC_STR Vertical Opening (Round)
3622887 |  | Generic Models | New Construction | ATC_STR Vertical Opening (Round): ATC_STR Vertical Opening (Round)
3626788 |  | Generic Models | New Construction | ATC_STR Vertical Opening (Round): ATC_STR Vertical Opening (Round)
3626795 |  | Generic Models | New Construction | ATC_STR Vertical Opening (Round): ATC_STR Vertical Opening (Round)
3626804 |  | Generic Models | New Construction | ATC_STR Vertical Opening (Round): ATC_STR Vertical Opening (Round)
3670233 |  | Walls | Existing - ATC | Basic Wall: C_WAL_CW_Concrete Wall_T_500mm | 01-01-01-11-001-30 | Retaining Wall | Cast in Situ |  |  | 190.22 |  | 24.8063
3677484 |  | Walls | Existing - ATC | Basic Wall: C_WAL_CW_Concrete Wall_T_350mm | 01-01-01-09-002-30 | Wall | Cast in Situ |  |  | 119.75 |  | 3.644
3677490 |  | Walls | Existing - ATC | Basic Wall: C_WAL_CW_Concrete Wall_T_350mm | 01-01-01-09-002-30 | Wall | Cast in Situ |  |  | 119.75 |  | 3.6308
3714364 |  | Walls | Existing - ATC | Basic Wall: C_WAL_CW_Concrete Wall_T_500mm | 01-01-01-09-003-30 | Wall | Cast in Situ |  |  | 155.74 |  | 1.0875
3714377 |  | Walls | Existing - ATC | Basic Wall: C_WAL_CW_Concrete Wall_T_500mm | 01-01-01-09-002-30 | Wall | Cast in Situ |  |  | 119.75 |  | 11.1488
3714383 |  | Walls | Existing - ATC | Basic Wall: C_WAL_CW_Concrete Wall_T_500mm | 01-01-01-09-003-30 | Wall | Cast in Situ |  |  | 155.74 |  | 18.7625
3714606 |  | Generic Models | New Construction | ATC_STR Vertical Opening (Round): ATC_STR Vertical Opening (Round)
3714615 |  | Walls | New Construction | Basic Wall: C_WAL_CW_Concrete Wall_T_200mm | 01-01-01-09-003-30 | Wall | Cast in Situ |  |  | 155.74 |  | 0.0992
3714636 |  | Walls | New Construction | Basic Wall: C_WAL_CW_Concrete Wall_T_200mm | 01-01-01-09-003-30 | Wall | Cast in Situ |  |  | 155.74 |  | 0.09916
3757385 |  | Walls | Existing - ATC | Basic Wall: C_WAL_CW_Concrete Wall_T_500mm | 01-01-01-11-002-30 | Wall | Cast in Situ |  |  | 119.75 |  | 13.657
3805058 |  | Generic Models | New Construction | ATC_STR Vertical Opening (Round): ATC_STR Vertical Opening (Round)
3805327 |  | Generic Models | New Construction | ATC_STR Vertical Opening (Round): ATC_STR Vertical Opening (Round)
3892540 |  | Floors | New Construction | Floor: C_SL_Concrete Slab_T_250mm | 01-01-01-09-002-30 | Suspended Slab | Cast in Situ |  |  | 155 |  | 0.29798
3892550 |  | Floors | New Construction | Floor: C_SL_Concrete Slab_T_150mm | 01-01-01-09-002-30 | Suspended Slab | Cast in Situ |  |  | 155 |  | 0.096649
3925609 |  | Walls | New Construction | Basic Wall: C_WAL_CW_Concrete Wall_T_200mm | 01-01-01-09-001-30 | Wall | Cast in Situ |  |  | 132.04 |  | 0.15
3925619 |  | Walls | New Construction | Basic Wall: C_WAL_CW_Concrete Wall_T_200mm | 01-01-01-09-001-30 | Wall | Cast in Situ |  |  | 132.04 |  | 0.15
3925625 |  | Walls | New Construction | Basic Wall: C_WAL_CW_Concrete Wall_T_200mm | 01-01-01-09-001-30 | Wall | Cast in Situ |  |  | 132.04 |  | 0.085
3925643 |  | Walls | New Construction | Basic Wall: C_WAL_CW_Concrete Wall_T_200mm | 01-01-01-09-001-30 | Wall | Cast in Situ |  |  | 132.04 |  | 0.15
3962924 |  | Walls | New Construction | Basic Wall: C_WAL_CW_Concrete Wall_T_200mm | 01-01-01-09-001-30 | Wall | Cast in Situ |  |  | 132.04 |  | 0.02
3962926 |  | Walls | New Construction | Basic Wall: C_WAL_CW_Concrete Wall_T_200mm | 01-01-01-09-001-30 | Wall | Cast in Situ |  |  | 132.04 |  | 0.065
4040994 |  | Floors | New Construction | Floor: C_SL_White Concrete Slab_T_150mm | 01-01-01-09-003-30 | Suspended Slab | Cast in Situ |  |  | 155 |  | 0.21223
4067787 |  | Walls | Existing - ATC | Basic Wall: C_WAL_CW_Concrete Wall_T_750mm | 01-01-01-10-001-30 | Retaining Wall | Cast in Situ |  |  | 190.22 |  | 28.3333
4067874 |  | Structural Framing | Existing - ATC | C_BEA_CB_Concrete Beams_BxH_: 350x1035mm | 01-01-01-09-004-30 | Suspended Beam | Cast in Situ |  |  | 397.69 |  | 0.51802
4067876 |  | Structural Framing | Existing - ATC | C_BEA_CB_Concrete Beams_BxH_: 350x1035mm | 01-01-01-09-004-30 | Suspended Beam | Cast in Situ |  |  | 397.69 |  | 0.51802
4068545 |  | Generic Models | New Construction | ATC_Floor Opening: 750 x 1125 x 500
4068560 |  | Generic Models | New Construction | ATC_Floor Opening: 750 x 2550 x 500
4075293 |  | Generic Models | New Construction | ATC_Floor Opening: 250 x 250 x 500
4075294 |  | Generic Models | New Construction | ATC_Floor Opening: 250 x 250 x 500
4085299 |  | Generic Models | New Construction | ATC_Floor Opening: 750 x 3000x 500
4085318 |  | Generic Models | New Construction | ATC_Floor Opening: 750 x 3000x 500
4085328 |  | Generic Models | New Construction | ATC_Floor Opening: 750 x 3000x 500
4085329 |  | Generic Models | New Construction | ATC_Floor Opening: 750 x 3000x 500
4085346 |  | Generic Models | New Construction | ATC_Floor Opening: 750 x 3000x 500
4085347 |  | Generic Models | New Construction | ATC_Floor Opening: 750 x 3000x 500
4085382 |  | Generic Models | New Construction | ATC_Floor Opening: 750 x 3000x 500
4085441 |  | Generic Models | New Construction | ATC_Floor Opening (Round): Ø 80
4085442 |  | Generic Models | New Construction | ATC_Floor Opening (Round): Ø 80
4085461 |  | Generic Models | New Construction | ATC_Floor Opening: 200 x 200 x 500
4085477 |  | Generic Models | New Construction | ATC_Floor Opening: 950 x 3280 x 250
4112674 |  | Structural Columns | Existing - ATC | C_COL_CC_Concrete Columns Rectangular_BxH_: 450x200mm | 01-01-01-09-003-30 | Rectangular Column | Cast in Situ |  |  | 175.83 |  | 0.45
4112683 |  | Structural Columns | Existing - ATC | C_COL_CC_Concrete Columns Rectangular_BxH_: 450x200mm | 01-01-01-09-003-30 | Rectangular Column | Cast in Situ |  |  | 175.83 |  | 0.414
4112690 |  | Walls | Existing - ATC | Basic Wall: C_WAL_CW_Concrete Wall Planted_T_200mm | 01-01-01-09-003-30 | Wall | Cast in Situ |  |  | 155.74 |  | 0.992
4112700 |  | Walls | Existing - ATC | Basic Wall: C_WAL_CW_Concrete Wall Planted_T_200mm | 01-01-01-09-003-30 | Wall | Cast in Situ |  |  | 155.74 |  | 0.99356
4124316 |  | Floors | New Construction | Floor: C_SL_Concrete Slab_T_250mm | 01-01-01-09-003-30 | Suspended Slab | Cast in Situ |  |  | 155 |  | 0.18908
4155336 |  | Walls | Existing - ATC | Basic Wall: C_WAL_PW_Planted Wall_T_350mm | 01-01-01-09-003-30 | Wall | Cast in Situ |  |  | 155.74 |  | 0.3148
4171290 |  | Walls | Existing - ATC | Basic Wall: C_WAL_CW_Concrete Wall_T_350mm | 01-01-01-09-003-30 | Wall | Cast in Situ |  |  | 155.74 |  | 5.5125
4177225 |  | Walls | Existing - ATC | Basic Wall: C_WAL_CW_Concrete Wall_T_500mm | 01-01-01-09-003-30 | Wall | Cast in Situ |  |  | 155.74 |  | 1.3594
4177231 |  | Walls | New Construction | Basic Wall: C_WAL_CW_Concrete Wall_T_500mm | 01-01-01-09-003-30 | Wall | Cast in Situ |  |  | 155.74 |  | 2.4469
4177235 |  | Walls | Existing - ATC | Basic Wall: C_WAL_CW_Concrete Wall_T_500mm | 01-01-01-09-003-30 | Wall | Cast in Situ |  |  | 155.74 |  | 1.0857
4177239 |  | Walls | Existing - ATC | Basic Wall: C_WAL_CW_Concrete Wall_T_500mm | 01-01-01-09-003-30 | Wall | Cast in Situ |  |  | 155.74 |  | 7.275
4177245 |  | Walls | Existing - ATC | Basic Wall: C_WAL_CW_Concrete Wall_T_500mm | 01-01-01-09-003-30 | Wall | Cast in Situ |  |  | 155.74 |  | 2.4469
4179739 |  | Generic Models | New Construction | ATC_General Surface Opening (Rectangle): ATC_General Surface Opening (Rectangle)
4179763 |  | Generic Models | New Construction | ATC_Floor Opening: 750 x 3000x 500
4189219 |  | Generic Models | New Construction | ATC_Floor Opening: 1190 x 3275 x 500
4189252 |  | Generic Models | New Construction | ATC_Floor Opening: 1190 x 3275 x 500
4189322 |  | Generic Models | New Construction | ATC_Floor Opening (Round): Ø 80
4193075 |  | Stairs | New Construction | Cast-In-Place Stair: Concrete Stair - Stair 10 - 2 | 01-01-01-09-003-30 | Stair | Cast In Situ |  |  | 121.27
4194810 |  | Walls | New Construction | Basic Wall: C_WAL_CW_Concrete Wall Planted_T_200mm | 01-01-01-09-003-30 | Wall | Cast in Situ |  |  | 155.74 |  | 0.23629
4217504 |  | Walls | Existing - ATC | Basic Wall: C_WAL_CW_Concrete Wall_T_600mm | 01-01-01-09-003-30 | Wall | Cast in Situ |  |  | 155.74 |  | 9.45
4218170 |  | Walls | New Construction | Basic Wall: C_WAL_CW_Concrete Wall_T_200mm | 01-01-01-09-003-30 | Wall | Cast in Situ |  |  | 155.74 |  | 0.1484
4218187 |  | Walls | New Construction | Basic Wall: C_WAL_CW_Concrete Wall_T_200mm | 01-01-01-09-003-30 | Wall | Cast in Situ |  |  | 155.74 |  | 0.1484
4242309 |  | Walls | Existing - ATC | Basic Wall: C_WAL_PW_Planted Wall_T_350mm | 01-01-01-09-003-30 | Wall | Cast in Situ |  |  | 155.74 |  | 6.44
4245366 |  | Walls | Existing - ATC | Basic Wall: C_WAL_CW_Concrete Wall_T_852mm | 01-01-01-09-002-30 | Wall | Cast in Situ |  |  | 119.75 |  | 5.1173
4246456 |  | Walls | Existing - ATC | Basic Wall: C_WAL_CW_Concrete Wall_T_1100mm | 01-01-01-10-002-30 | Wall | Cast in Situ |  |  | 119.75 |  | 5.6094
4289957 |  | Walls | Existing - ATC | Basic Wall: C_WAL_CW_Concrete Wall_T_500mm | 01-01-01-11-002-30 | Wall | Cast in Situ |  |  | 119.75 |  | 4.55
4293851 |  | Structural Columns | New Construction | C_COL_CC_Concrete Columns Square_BxH_: 550x550mm | 01-01-01-11-001-30 | Rectangular Column | Cast in Situ |  |  | 175.83 |  | 2.1326
4310298 |  | Structural Columns | Existing - ATC | C_COL_CC_Concrete Columns Square_BxH_: 550x550mm | 01-01-01-11-001-30 | Rectangular Column | Cast in Situ |  |  | 175.83 |  | 1.2251
4336422 |  | Walls | New Construction | Basic Wall: C_WAL_CW_Concrete Wall_T_250mm | 01-01-01-11-003-30 | Upstand | Cast in Situ |  |  | 155.74 |  | 0.60185
4337058 |  | Walls | New Construction | Basic Wall: C_WAL_CW_Concrete Wall_T_250mm | 01-01-01-11-003-30 | Upstand | Cast in Situ |  |  | 155.74 |  | 0.72029
4337258 |  | Walls | New Construction | Basic Wall: C_WAL_CW_Concrete Wall_T_250mm | 01-01-01-11-003-30 | Upstand | Cast in Situ |  |  | 155.74 |  | 0.22559
4408818 |  | Generic Models | New Construction | ATC_STR Vertical Opening (Round): ATC_STR Vertical Opening (Round)
4408827 |  | Generic Models | New Construction | ATC_STR Vertical Opening (Rectangle): ATC_STR Vertical Opening (Rectangle)
4408843 |  | Generic Models | New Construction | ATC_STR Vertical Opening (Round): ATC_STR Vertical Opening (Round)
4408844 |  | Generic Models | New Construction | ATC_STR Vertical Opening (Rectangle): ATC_STR Vertical Opening (Rectangle)
4422646 |  | Generic Models | New Construction | ATC_General Surface Opening (Rectangle): ATC_General Surface Opening (Rectangle)
4464154 |  | Generic Models | New Construction | ATC_STR Vertical Opening (Round): ATC_STR Vertical Opening (Round)
4466022 |  | Generic Models | New Construction | ATC_Floor Opening: 250 x 250 x 500
4466461 |  | Generic Models | New Construction | ATC_Floor Opening: 250 x 250 x 500
4517261 |  | Generic Models | New Construction | ATC_STR Vertical Opening (Round): ATC_STR Vertical Opening (Round)
4520933 |  | Generic Models | New Construction | ATC_ZNM_ACO Channel_3: 4570 | 01-01-01-10-002-30
4521299 |  | Generic Models | New Construction | ATC_ZNM_ACO Channel_3: 4570 | 01-01-01-10-002-30
4528969 |  | Generic Models | New Construction | ATC_ZNM_ACO Channel_4: 4570 | 01-01-01-10-002-30
4537333 |  | Generic Models | New Construction | ATC_ZNM_ACO Channel_4: 4570 | 01-01-01-10-002-30
4566681 |  | Floors | Existing - ATC | Floor: C_SL_Concrete Slab_T_250mm | 01-01-01-10-002-30 | Suspended Slab | Cast in Situ |  |  | 155 |  | 1.1228
4570488 |  | Floors | Existing - ATC | Floor: C_SL_Concrete Slab_T_975mm | 01-01-01-10-003-30 | Suspended Slab | Cast in Situ |  |  | 155 |  | 1.1863
4579303 |  | Structural Framing | Existing - ATC | C_BEA_CB_Concrete Beams_BxH_: 400x1250mm | 01-01-01-10-003-30 | Suspended Beam | Cast in Situ |  |  | 460.63 |  | 4.5819
4579508 |  | Structural Framing | Existing - ATC | C_BEA_CB_Concrete Beams_BxH_: 350x2750mm | 01-01-01-09-004-30 | Suspended Beam | Cast in Situ |  |  | 397.69 |  | 0.97659
4587567 |  | Generic Models | New Construction | ATC_STR Vertical Opening (Round): ATC_STR Vertical Opening (Round)
4594863 |  | Generic Models | New Construction | ATC_STR Vertical Opening (Round): ATC_STR Vertical Opening (Round)
4594904 |  | Generic Models | New Construction | ATC_STR Vertical Opening (Round): ATC_STR Vertical Opening (Round)
4594911 |  | Generic Models | New Construction | ATC_STR Vertical Opening (Round): ATC_STR Vertical Opening (Round)
4648655 |  | Structural Columns | Existing - ATC | C_COL_CC_Concrete Columns Rectangular_BxH_: 400x100mm | 01-01-01-10-003-30 | Rectangular Column | Cast in Situ |  |  | 175.83 |  | 0.05
4648657 |  | Structural Columns | Existing - ATC | C_COL_CC_Concrete Columns Rectangular_BxH_: 400x100mm | 01-01-01-10-003-30 | Rectangular Column | Cast in Situ |  |  | 175.83 |  | 0.05
4648659 |  | Structural Columns | Existing - ATC | C_COL_CC_Concrete Columns Rectangular_BxH_: 400x100mm | 01-01-01-10-003-30 | Rectangular Column | Cast in Situ |  |  | 175.83 |  | 0.05
4666784 |  | Generic Models | New Construction | ATC_Floor Opening (Round): Ø 100
4666793 |  | Generic Models | New Construction | ATC_Floor Opening (Round): Ø 80
4666798 |  | Generic Models | New Construction | ATC_Floor Opening (Round): Ø 80
4666803 |  | Generic Models | New Construction | ATC_Floor Opening: 250 x 250 x 400
4672564 |  | Generic Models | New Construction | ATC_Floor Opening: 3700 x 800 x 400
4672576 |  | Generic Models | New Construction | ATC_Floor Opening: 600 x 300 x 400
4672588 |  | Generic Models | New Construction | ATC_Floor Opening: 250 x 250 x 400
4672610 |  | Generic Models | New Construction | ATC_Floor Opening: 250 x 250 x 400
4672619 |  | Generic Models | New Construction | ATC_Floor Opening: 250 x 250 x 400
4672628 |  | Generic Models | New Construction | ATC_Floor Opening (Round): Ø 80
4672652 |  | Generic Models | New Construction | ATC_Floor Opening (Round): Ø 80
4672664 |  | Generic Models | New Construction | ATC_Floor Opening (Round): Ø 80
4672689 |  | Generic Models | New Construction | ATC_Floor Opening: 1100 x 5220 x 400
4672711 |  | Generic Models | New Construction | ATC_Floor Opening: 1100 x 6100 x 400
4679300 |  | Generic Models | New Construction | ATC_Floor Opening (Round): Ø 80
4679305 |  | Generic Models | New Construction | ATC_Floor Opening: 250 x 250 x 400
4679317 |  | Generic Models | New Construction | ATC_Floor Opening (Round): Ø 80
4679322 |  | Generic Models | New Construction | ATC_Floor Opening (Round): Ø 80
4679327 |  | Generic Models | New Construction | ATC_Floor Opening: 250 x 250 x 400
4679339 |  | Generic Models | New Construction | ATC_Floor Opening (Round): Ø 80
4679344 |  | Generic Models | New Construction | ATC_Floor Opening (Round): Ø 80
4679345 |  | Generic Models | New Construction | ATC_Floor Opening (Round): Ø 80
4679356 |  | Generic Models | New Construction | ATC_Floor Opening: 250 x 250 x 400
4679367 |  | Generic Models | New Construction | ATC_Floor Opening: 250 x 250 x 400
4679378 |  | Generic Models | New Construction | ATC_Floor Opening (Round): Ø 80
4679385 |  | Generic Models | New Construction | ATC_Floor Opening (Round): Ø 80
4679400 |  | Generic Models | New Construction | ATC_Floor Opening: 250 x 250 x 400
4679412 |  | Generic Models | New Construction | ATC_Floor Opening: 250 x 250 x 400
4679421 |  | Generic Models | New Construction | ATC_Floor Opening: 250 x 250 x 400
4679472 |  | Generic Models | New Construction | ATC_Floor Opening (Round): Ø 80
4679479 |  | Generic Models | New Construction | ATC_Floor Opening (Round): Ø 80
4679492 |  | Generic Models | New Construction | ATC_Floor Opening (Round): Ø 80
4679497 |  | Generic Models | New Construction | ATC_Floor Opening (Round): Ø 80
4706000 |  | Generic Models | New Construction | ATC_Floor Opening: 900 x 250 x 400
4706019 |  | Generic Models | New Construction | ATC_Floor Opening: 750 x 3000x 400
4706028 |  | Generic Models | New Construction | ATC_Floor Opening: 750 x 3000x 400
4706037 |  | Generic Models | New Construction | ATC_Floor Opening: 750 x 3000x 400
4706038 |  | Generic Models | New Construction | ATC_Floor Opening: 750 x 3000x 400
4706055 |  | Generic Models | New Construction | ATC_Floor Opening: 750 x 3000x 400
4706064 |  | Generic Models | New Construction | ATC_Floor Opening: 1000 x 3000x 400
4706076 |  | Generic Models | New Construction | ATC_Floor Opening: 1000 x 2375 x 400
4706094 |  | Structural Framing | Existing - ATC | C_BEA_CB_Concrete Beams_BxH_: 750x600mm | 01-01-01-09-004-30 | Suspended Beam | Cast in Situ |  |  | 397.69 |  | 1.635
4706098 |  | Generic Models | New Construction | ATC_Floor Opening: 750 x 3000x 400
4706099 |  | Generic Models | New Construction | ATC_Floor Opening: 750 x 3000x 400
4706102 |  | Structural Framing | Existing - ATC | C_BEA_CB_Concrete Beams_BxH_: 450x600mm | 01-01-01-09-004-30 | Suspended Beam | Cast in Situ |  |  | 397.69 |  | 0.82687
4706109 |  | Structural Framing | Existing - ATC | C_BEA_CB_Concrete Beams_BxH_: 450x600mm | 01-01-01-09-004-30 | Suspended Beam | Cast in Situ |  |  | 397.69 |  | 0.82687
4706113 |  | Structural Framing | Existing - ATC | C_BEA_CB_Concrete Beams_BxH_: 450x600mm | 01-01-01-09-004-30 | Suspended Beam | Cast in Situ |  |  | 397.69 |  | 0.96188
4706121 |  | Structural Framing | Existing - ATC | C_BEA_CB_Concrete Beams_BxH_: 450x600mm | 01-01-01-09-004-30 | Suspended Beam | Cast in Situ |  |  | 397.69 |  | 0.83024
4706125 |  | Structural Framing | Existing - ATC | C_BEA_CB_Concrete Beams_BxH_: 750x600mm | 01-01-01-09-004-30 | Suspended Beam | Cast in Situ |  |  | 397.69 |  | 0.67161
4706129 |  | Structural Columns | Existing - ATC | C_COL_CC_Concrete Columns Square_BxH_: 650x650mm | 01-01-01-09-003-30 | Rectangular Column | Cast in Situ |  |  | 175.83 |  | 1.9646
4706143 |  | Structural Columns | Existing - ATC | C_COL_CC_Concrete Columns Square_BxH_: 750x750mm | 01-01-01-09-004-30 | Rectangular Column | Cast in Situ |  |  | 175.83 |  | 2.7266
4706147 |  | Structural Columns | Existing - ATC | C_COL_CC_Concrete Columns Square_BxH_: 650x650mm | 01-01-01-09-003-30 | Rectangular Column | Cast in Situ |  |  | 175.83 |  | 1.9435
4706155 |  | Structural Framing | Existing - ATC | C_BEA_CB_Concrete Beams_BxH_: 750x600mm | 01-01-01-09-004-30 | Suspended Beam | Cast in Situ |  |  | 397.69 |  | 1.5545
4706167 |  | Generic Models | New Construction | ATC_Floor Opening: 750 x 3000x 400
4706169 |  | Generic Models | New Construction | ATC_Floor Opening: 750 x 3000x 400
4706190 |  | Structural Framing | Existing - ATC | C_BEA_CB_Concrete Beams_BxH_: 400x800mm | 01-01-01-09-004-30 | Suspended Beam | Cast in Situ |  |  | 397.69 |  | 1.148
4706224 |  | Structural Framing | Existing - ATC | C_BEA_CB_Concrete Beams_BxH_: 350x2850mm | 01-01-01-09-004-30 | Suspended Beam | Cast in Situ |  |  | 397.69 |  | 1.274
4712068 |  | Structural Framing | Existing - ATC | C_BEA_CB_Concrete Beams_BxH_: 750x600mm | 01-01-01-09-004-30 | Suspended Beam | Cast in Situ |  |  | 397.69 |  | 0.45725
4712075 |  | Structural Framing | Existing - ATC | C_BEA_CB_Concrete Beams_BxH_: 750x600mm | 01-01-01-09-004-30 | Suspended Beam | Cast in Situ |  |  | 397.69 |  | 3.0915
4712081 |  | Structural Framing | Existing - ATC | C_BEA_CB_Concrete Beams_BxH_: 750x600mm | 01-01-01-09-004-30 | Suspended Beam | Cast in Situ |  |  | 397.69 |  | 1.5487
4712106 |  | Structural Framing | Existing - ATC | C_BEA_CB_Concrete Beams_BxH_: 750x600mm | 01-01-01-09-004-30 | Suspended Beam | Cast in Situ |  |  | 397.69 |  | 1.0322
4712115 |  | Structural Framing | Existing - ATC | C_BEA_CB_Concrete Beams_BxH_: 750x600mm | 01-01-01-09-004-30 | Suspended Beam | Cast in Situ |  |  | 397.69 |  | 0.75093
4712122 |  | Structural Framing | Existing - ATC | C_BEA_CB_Concrete Beams_BxH_: 750x600mm | 01-01-01-09-004-30 | Suspended Beam | Cast in Situ |  |  | 397.69 |  | 1.0884
4712126 |  | Structural Framing | Existing - ATC | C_BEA_CB_Concrete Beams_BxH_: 750x600mm | 01-01-01-09-004-30 | Suspended Beam | Cast in Situ |  |  | 397.69 |  | 1.1072
4712130 |  | Structural Framing | Existing - ATC | C_BEA_CB_Concrete Beams_BxH_: 500x800mm | 01-01-01-09-004-30 | Suspended Beam | Cast in Situ |  |  | 397.69 |  | 1.35
4712139 |  | Structural Framing | Existing - ATC | C_BEA_CB_Concrete Beams_BxH_: 500x800mm | 01-01-01-09-004-30 | Suspended Beam | Cast in Situ |  |  | 397.69 |  | 2.1938
4712144 |  | Structural Framing | Existing - ATC | C_BEA_CB_Concrete Beams_BxH_: 500x800mm | 01-01-01-09-004-30 | Suspended Beam | Cast in Situ |  |  | 397.69 |  | 1.35
4712146 |  | Structural Framing | Existing - ATC | C_BEA_CB_Concrete Beams_BxH_: 500x800mm | 01-01-01-09-004-30 | Suspended Beam | Cast in Situ |  |  | 397.69 |  | 0.9375
4714289 |  | Structural Framing | Existing - ATC | C_BEA_CB_Concrete Beams_BxH_: 200x600mm | 01-01-01-09-004-30 | Suspended Beam | Cast in Situ |  |  | 397.69 |  | 0.39
4714297 |  | Structural Framing | Existing - ATC | C_BEA_CB_Concrete Beams_BxH_: 200x600mm | 01-01-01-09-004-30 | Suspended Beam | Cast in Situ |  |  | 397.69 |  | 0.81
4714302 |  | Structural Framing | New Construction | C_BEA_CB_Concrete Beams_BxH_: 200x600mm | 01-01-01-09-004-30 | Suspended Beam | Cast in Situ |  |  | 397.69 |  | 0.10449
4714308 |  | Structural Framing | Existing - ATC | C_BEA_CB_Concrete Beams_BxH_: 200x600mm | 01-01-01-09-004-30 | Suspended Beam | Cast in Situ |  |  | 397.69 |  | 0.81
4714318 |  | Structural Columns | Existing - ATC | C_COL_CC_Concrete Columns Square_BxH_: 750x750mm | 01-01-01-09-004-30 | Rectangular Column | Cast in Situ |  |  | 175.83 |  | 2.3344
4714320 |  | Structural Columns | Existing - ATC | C_COL_CC_Concrete Columns Square_BxH_: 700x700mm | 01-01-01-09-004-30 | Rectangular Column | Cast in Situ |  |  | 175.83 |  | 2.0335
4722605 |  | Structural Framing | New Construction | C_BEA_CB_Concrete Beams_BxH_: 875x1850mm | 01-01-01-09-005-30 | Suspended Beam | Cast in Situ |  |  | 267.07 |  | 2.3258
4722619 |  | Structural Framing | Existing - ATC | C_BEA_CB_Concrete Beams_BxH_: 1250x1850mm | 01-01-01-09-005-30 | Suspended Beam | Cast in Situ |  |  | 267.07 |  | 14.1436
4722628 |  | Structural Framing | Existing - ATC | C_BEA_CB_Concrete Beams_BxH_: 1000x1850mm | 01-01-01-09-005-30 | Suspended Beam | Cast in Situ |  |  | 267.07 |  | 7.0137
4722638 |  | Structural Framing | Existing - ATC | C_BEA_CB_Concrete Beams_BxH_: 1350x1600mm | 01-01-01-09-005-30 | Suspended Beam | Cast in Situ |  |  | 267.07 |  | 6.887
4732542 |  | Structural Framing | Existing - ATC | C_BEA_CB_Concrete Beams_BxH_: 1250x1400mm | 01-01-01-09-005-30 | Suspended Beam | Cast in Situ |  |  | 267.07 |  | 5.7458
4732548 |  | Structural Framing | Existing - ATC | C_BEA_CB_Concrete Beams_BxH_: 1250x750mm | 01-01-01-09-005-30 | Suspended Beam | Cast in Situ |  |  | 267.07 |  | 0.88026
4732553 |  | Structural Framing | Existing - ATC | C_BEA_CB_Concrete Beams_BxH_: 750x1600mm | 01-01-01-09-005-30 | Suspended Beam | Cast in Situ |  |  | 267.07 |  | 10.0627
4732567 |  | Structural Framing | Existing - ATC | C_BEA_CB_Concrete Beams_BxH_: 1000x1800mm | 01-01-01-09-005-30 | Suspended Beam | Cast in Situ |  |  | 267.07 |  | 6.8635
4732573 |  | Structural Framing | Existing - ATC | C_BEA_CB_Concrete Beams_BxH_: 1000x 1600mm | 01-01-01-09-005-30 | Suspended Beam | Cast in Situ |  |  | 267.07 |  | 14.6087
4732577 |  | Structural Framing | Existing - ATC | C_BEA_CB_Concrete Beams_BxH_: 1000x 1600mm | 01-01-01-09-005-30 | Suspended Beam | Cast in Situ |  |  | 267.07 |  | 9.3926
4732585 |  | Structural Framing | Existing - ATC | C_BEA_CB_Concrete Beams_BxH_: 1000x1800mm | 01-01-01-09-005-30 | Suspended Beam | Cast in Situ |  |  | 267.07 |  | 9.0875
4732590 |  | Structural Framing | Existing - ATC | C_BEA_CB_Concrete Beams_BxH_: 1500x1800mm | 01-01-01-09-005-30 | Suspended Beam | Cast in Situ |  |  | 267.07 |  | 24.225
4732607 |  | Structural Framing | Existing - ATC | C_BEA_CB_Concrete Beams_BxH_: 350x700mm | 01-01-01-09-005-30 | Suspended Beam | Cast in Situ |  |  | 267.07 |  | 0.322
4732627 |  | Structural Columns | Existing - ATC | C_COL_CC_Concrete Columns Square Planted_BxH_: 550x550mm | 01-01-01-09-005-30 | Rectangular Column | Cast in Situ |  |  | 175.83 |  | 1.1178
4732629 |  | Structural Columns | Existing - ATC | C_COL_CC_Concrete Columns Square Planted_BxH_: 550x550mm | 01-01-01-09-005-30 | Rectangular Column | Cast in Situ |  |  | 175.83 |  | 1.1178
4743431 |  | Structural Framing | Existing - ATC | C_BEA_CB_Concrete Beams_BxH_: 750x2650mm | 01-01-01-09-005-30 | Suspended Beam | Cast in Situ |  |  | 267.07 |  | 4.9102
4743436 |  | Structural Framing | Existing - ATC | C_BEA_CB_Concrete Beams_BxH_: 750x1700mm | 01-01-01-09-005-30 | Suspended Beam | Cast in Situ |  |  | 267.07 |  | 7.8469
4743443 |  | Walls | New Construction | Basic Wall: C_WAL_CW_Concrete Wall Planted _T_600mm | 01-01-01-09-005-30 | Wall | Cast in Situ |  |  | 166.6 |  | 0
4743445 |  | Walls | Existing - ATC | Basic Wall: C_WAL_CW_Concrete Wall_T_500mm | 01-01-01-09-005-30 | Wall | Cast in Situ |  |  | 166.6 |  | 31.0827
4743449 |  | Structural Framing | Existing - ATC | C_BEA_CB_Concrete Beams_BxH_: 750x1700mm | 01-01-01-09-005-30 | Suspended Beam | Cast in Situ |  |  | 267.07 |  | 10.4137
4743456 |  | Structural Framing | Existing - ATC | C_BEA_CB_Concrete Beams_BxH_: 750x1700mm | 01-01-01-09-005-30 | Suspended Beam | Cast in Situ |  |  | 267.07 |  | 8.9959
4743469 |  | Walls | Existing - ATC | Basic Wall: C_WAL_CW_Concrete Wall_T_350mm | 01-01-01-09-005-30 | Wall | Cast in Situ |  |  | 166.6 |  | 8.6174
4743471 |  | Walls | Existing - ATC | Basic Wall: C_WAL_CW_Concrete Wall_T_350mm | 01-01-01-09-005-30 | Wall | Cast in Situ |  |  | 166.6 |  | 3.1176
4743473 |  | Walls | Existing - ATC | Basic Wall: C_WAL_CW_Concrete Wall_T_350mm | 01-01-01-09-005-30 | Wall | Cast in Situ |  |  | 166.6 |  | 0.7186
4743475 |  | Walls | Existing - ATC | Basic Wall: C_WAL_CW_Concrete Wall_T_350mm | 01-01-01-09-005-30 | Wall | Cast in Situ |  |  | 166.6 |  | 7.957
4743499 |  | Structural Framing | New Construction | C_BEA_CB_Concrete Beams_BxH_: 300x500mm | 01-01-01-09-005-30 | Suspended Beam | Cast in Situ |  |  | 267.07
4743520 |  | Walls | Existing - ATC | Basic Wall: C_WAL_CW_Concrete Wall_T_350mm | 01-01-01-09-005-30 | Wall | Cast in Situ |  |  | 166.6 |  | 1.4865
4743534 |  | Walls | Existing - ATC | Basic Wall: C_WAL_CW_Concrete Wall_T_350mm | 01-01-01-09-005-30 | Wall | Cast in Situ |  |  | 166.6 |  | 4.0221
4743540 |  | Walls | Existing - ATC | Basic Wall: C_WAL_CW_Concrete Wall_T_350mm | 01-01-01-09-005-30 | Wall | Cast in Situ |  |  | 166.6 |  | 9.3799
4743604 |  | Walls | Existing - ATC | Basic Wall: C_WAL_CW_Concrete Wall Planted_T_200mm | 01-01-01-09-004-30 | Wall | Cast in Situ |  |  | 163.8 |  | 0.89772
4743613 |  | Walls | Existing - ATC | Basic Wall: C_WAL_CW_Concrete Wall Planted_T_200mm | 01-01-01-09-004-30 | Wall | Cast in Situ |  |  | 163.8 |  | 0.18976
4743619 |  | Walls | Existing - ATC | Basic Wall: C_WAL_CW_Concrete Wall Planted_T_200mm | 01-01-01-09-004-30 | Wall | Cast in Situ |  |  | 163.8 |  | 0.69
4743632 |  | Walls | New Construction | Basic Wall: C_WAL_CW_Concrete Wall Planted_T_235mm | 01-01-01-09-005-30 | Wall | Cast in Situ |  |  | 166.6 |  | 0.26563
4743638 |  | Walls | New Construction | Basic Wall: C_WAL_CW_Concrete Wall Planted_T_235mm | 01-01-01-09-005-30 | Wall | Cast in Situ |  |  | 166.6 |  | 0.26563
4743641 |  | Walls | New Construction | Basic Wall: C_WAL_CW_Concrete Wall Planted_T_235mm | 01-01-01-09-005-30 | Wall | Cast in Situ |  |  | 166.6 |  | 0.15408
4743651 |  | Walls | New Construction | Basic Wall: C_WAL_CW_Concrete Wall Planted_T_235mm | 01-01-01-09-005-30 | Wall | Cast in Situ |  |  | 166.6 |  | 0.15408
4743661 |  | Walls | New Construction | Basic Wall: C_WAL_CW_Concrete Wall Planted_T_160mm | 01-01-01-09-005-30 | Upstand | Cast in Situ |  |  | 166.6 |  | 0.39019
4743663 |  | Walls | New Construction | Basic Wall: C_WAL_CW_Concrete Wall Planted_T_160mm | 01-01-01-09-005-30 | Upstand | Cast in Situ |  |  | 166.6 |  | 0.39019
4743665 |  | Walls | New Construction | Basic Wall: C_WAL_CW_Concrete Wall Planted_T_160mm | 01-01-01-09-005-30 | Upstand | Cast in Situ |  |  | 166.6 |  | 0.23849
4743667 |  | Walls | New Construction | Basic Wall: C_WAL_CW_Concrete Wall Planted_T_160mm | 01-01-01-09-005-30 | Upstand | Cast in Situ |  |  | 166.6 |  | 0.23849
4743690 |  | Structural Framing | Existing - ATC | C_BEA_CB_Concrete Beams_BxH_: 750x1700mm | 01-01-01-09-005-30 | Suspended Beam | Cast in Situ |  |  | 267.07 |  | 16.5797
4743698 |  | Structural Framing | Existing - ATC | C_BEA_CB_Concrete Beams_BxH_: 750x1700mm | 01-01-01-09-005-30 | Suspended Beam | Cast in Situ |  |  | 267.07 |  | 6.8352
4743703 |  | Structural Framing | Existing - ATC | C_BEA_CB_Concrete Beams_BxH_: 750x1700mm | 01-01-01-09-005-30 | Suspended Beam | Cast in Situ |  |  | 267.07 |  | 2.8378
4743713 |  | Structural Framing | Existing - ATC | C_BEA_CB_Concrete Beams_BxH_: 750x1200mm | 01-01-01-09-005-30 | Suspended Beam | Cast in Situ |  |  | 267.07 |  | 16.9745
4743725 |  | Structural Framing | Existing - ATC | C_BEA_CB_Concrete Beams_BxH_: 750x2000mm | 01-01-01-09-005-30 | Suspended Beam | Cast in Situ |  |  | 267.07 |  | 12.7605
4743731 |  | Structural Framing | Existing - ATC | C_BEA_CB_Concrete Beams_BxH_: 750x800mm | 01-01-01-09-005-30 | Suspended Beam | Cast in Situ |  |  | 267.07 |  | 2.025
4743739 |  | Structural Framing | Existing - ATC | C_BEA_CB_Concrete Beams_BxH_: 750x800mm | 01-01-01-09-005-30 | Suspended Beam | Cast in Situ |  |  | 267.07 |  | 2.025
4743748 |  | Structural Framing | Existing - ATC | C_BEA_CB_Concrete Beams_BxH_: 1500x1425mm | 01-01-01-09-005-30 | Suspended Beam | Cast in Situ |  |  | 267.07 |  | 10.8844
4743761 |  | Structural Framing | Existing - ATC | C_BEA_CB_Concrete Beams_BxH_: 750x1000mm | 01-01-01-09-005-30 | Suspended Beam | Cast in Situ |  |  | 267.07 |  | 5.0221
4743770 |  | Structural Framing | Existing - ATC | C_BEA_CB_Concrete Beams_BxH_: 1500x1425mm | 01-01-01-09-005-30 | Suspended Beam | Cast in Situ |  |  | 267.07 |  | 10.8844
4743780 |  | Structural Framing | Existing - ATC | C_BEA_CB_Concrete Beams_BxH_: 1500x1425mm | 01-01-01-09-005-30 | Suspended Beam | Cast in Situ |  |  | 267.07 |  | 10.8844
4743785 |  | Structural Framing | Existing - ATC | C_BEA_CB_Concrete Beams_BxH_: 1500x1425mm | 01-01-01-09-005-30 | Suspended Beam | Cast in Situ |  |  | 267.07 |  | 10.8844
4744865 |  | Walls | New Construction | Basic Wall: C_WAL_CW_White Concrete Wall_T_350mm | 01-01-01-09-005-30 | White Wall | Cast in Situ |  |  | 242.54 |  | 1.9907
4744886 |  | Walls | Existing - ATC | Basic Wall: C_WAL_CW_Concrete Wall_T_350mm | 01-01-01-13-005-30 | Wall | Cast in Situ |  |  | 166.6 |  | 6.6035
4744888 |  | Walls | Existing - ATC | Basic Wall: C_WAL_CW_Concrete Wall_T_350mm | 01-01-01-13-005-30 | Wall | Cast in Situ |  |  | 166.6 |  | 6.237
4744890 |  | Walls | Existing - ATC | Basic Wall: C_WAL_CW_Concrete Wall_T_350mm | 01-01-01-13-005-30 | Wall | Cast in Situ |  |  | 166.6 |  | 7.0455
4744892 |  | Walls | Existing - ATC | Basic Wall: C_WAL_CW_Concrete Wall_T_600mm | 01-01-01-13-005-30 | Wall | Cast in Situ |  |  | 166.6 |  | 48.524
4744894 |  | Walls | Existing - ATC | Basic Wall: C_WAL_CW_Concrete Wall_T_350mm | 01-01-01-13-005-30 | Wall | Cast in Situ |  |  | 166.6 |  | 1.8442
4744896 |  | Walls | Existing - ATC | Basic Wall: C_WAL_CW_Concrete Wall_T_350mm | 01-01-01-13-005-30 | Wall | Cast in Situ |  |  | 166.6 |  | 1.1375
4744898 |  | Walls | Existing - ATC | Basic Wall: C_WAL_CW_Concrete Wall_T_350mm | 01-01-01-13-005-30 | Wall | Cast in Situ |  |  | 166.6 |  | 3.8042
4744933 |  | Walls | Existing - ATC | Basic Wall: C_WAL_CW_Concrete Wall_T_600mm | 01-01-01-13-005-30 | Wall | Cast in Situ |  |  | 166.6 |  | 11.088
4744947 |  | Structural Framing | Existing - ATC | C_BEA_CB_Concrete Beams_BxH_: 350x700mm | 01-01-01-09-005-30 | Suspended Beam | Cast in Situ |  |  | 267.07 |  | 0.4293
4748299 |  | Walls | New Construction | Basic Wall: C_WAL_CW_Concrete Wall_T_500mm | 01-01-01-10-002-30 | Wall | Cast in Situ |  |  | 119.75 |  | 1.0725
4748319 |  | Floors | Existing - ATC | Floor: C_SL_Concrete Slab_T_500mm | 01-01-01-10-002-30 | Suspended Slab | Cast in Situ |  |  | 155 |  | 94.3774
4748331 |  | Generic Models | New Construction | ATC_Floor Opening: 300 x 4570 x 250
4748332 |  | Generic Models | New Construction | ATC_Floor Opening: 300 x 14015 x 250
4748333 |  | Generic Models | New Construction | ATC_Floor Opening: 300 x 14015 x 250
4748334 |  | Generic Models | New Construction | ATC_Floor Opening: 300 x 4570 x 250
4748335 |  | Generic Models | New Construction | ATC_Floor Opening: 250 x 250 x 500
4748336 |  | Generic Models | New Construction | ATC_Floor Opening: 250 x 250 x 500
4750733 |  | Generic Models | New Construction | ATC_STR Vertical Opening (Rectangle): ATC_STR Vertical Opening (Rectangle)
4750773 |  | Structural Framing | Existing - ATC | C_BEA_CB_Concrete Beams_BxH_: 900x1200mm | 01-01-01-09-005-30 | Suspended Beam | Cast in Situ |  |  | 267.07 |  | 6.3078
4750781 |  | Structural Framing | Existing - ATC | C_BEA_CB_Concrete Beams_BxH_: 900x1200mm | 01-01-01-09-005-30 | Suspended Beam | Cast in Situ |  |  | 267.07 |  | 1.2713
4750803 |  | Structural Framing | Existing - ATC | C_BEA_CB_Concrete Beams_BxH_: 350x1600mm | 01-01-01-09-005-30 | Suspended Beam | Cast in Situ |  |  | 267.07 |  | 0.79707
4753709 |  | Stairs | New Construction | Cast-In-Place Stair: Concrete_STR-5 | 01-01-01-09-003-30 | Stair | Cast In Situ |  |  | 121.27
4754320 |  | Walls | Existing - ATC | Basic Wall: C_WAL_CW_Concrete Wall_T_350mm | 01-01-01-10-002-30 | Wall | Cast in Situ |  |  | 119.75 |  | 2.5514
4754334 |  | Walls | Existing - ATC | Basic Wall: C_WAL_CW_Concrete Wall_T_1175mm | 01-01-01-10-002-30 | Wall | Cast in Situ |  |  | 119.75 |  | 8.3722
4757778 |  | Walls | Existing - ATC | Basic Wall: C_WAL_CW_Concrete Wall_T_500mm | 01-01-01-11-002-30 | Wall | Cast in Situ |  |  | 119.75 |  | 6.6111
4757836 |  | Walls | Existing - ATC | Basic Wall: C_WAL_CW_Concrete Wall_T_500mm | 01-01-01-10-004-30 | Wall | Cast in Situ |  |  | 163.8 |  | 2.7681
4757958 |  | Walls | Existing - ATC | Basic Wall: C_WAL_CW_Concrete Wall_T_200mm | 01-01-01-10-003-30 | Wall | Cast in Situ |  |  | 155.74 |  | 0.9246
4757977 |  | Walls | Existing - ATC | Basic Wall: C_WAL_CW_Concrete Wall_T_200mm | 01-01-01-10-003-30 | Wall | Cast in Situ |  |  | 155.74 |  | 0.93472
4757986 |  | Walls | Existing - ATC | Basic Wall: C_WAL_CW_Concrete Wall_T_200mm | 01-01-01-10-003-30 | Wall | Cast in Situ |  |  | 155.74 |  | 0.10718
4757997 |  | Walls | Existing - ATC | Basic Wall: C_WAL_CW_Concrete Wall_T_200mm | 01-01-01-10-003-30 | Wall | Cast in Situ |  |  | 155.74 |  | 0.42133
4758202 |  | Floors | New Construction | Floor: 40_GALVANIZED STEEL GRATING | 01-01-01-10-003-30 | [6 empty] | 0.47859
4759035 |  | Generic Models | New Construction | ATC_STR Vertical Opening (Rectangle): ATC_STR Vertical Opening (Rectangle)
4759285 |  | Structural Framing | Existing - ATC | C_BEA_CB_Concrete Beams_BxH_: 350x2500mm | 01-01-01-09-005-30 | Suspended Beam | Cast in Situ |  |  | 267.07 |  | 0.45082
4759459 |  | Structural Framing | Existing - ATC | C_BEA_CB_Concrete Beams_BxH_: 350x2085mm | 01-01-01-09-005-30 | Suspended Beam | Cast in Situ |  |  | 267.07 |  | 0.77248
4772450 |  | Generic Models | New Construction | ATC_STR Vertical Opening (Rectangle): ATC_STR Vertical Opening (Rectangle)
4775965 |  | Generic Models | New Construction | ATC_STR Vertical Opening (Rectangle): ATC_STR Vertical Opening (Rectangle)
4777689 |  | Structural Framing | Existing - ATC | C_BEA_CB_Concrete Beams_BxH_: 750x1500mm | 01-01-01-11-002-30 | Suspended Beam | Cast in Situ |  |  | 389.28 |  | 4.7443
4782261 |  | Walls | Existing - ATC | Basic Wall: C_WAL_CW_Concrete Wall_T_750mm | 01-01-01-10-003-30 | Wall | Cast in Situ |  |  | 155.74 |  | 28.5275
4782311 |  | Floors | Existing - ATC | Floor: C_SL_Concrete Slab_T_500mm | 01-01-01-10-003-30 | Suspended Slab | Cast in Situ |  |  | 155 |  | 33.4713
4782465 |  | Floors | Existing - ATC | Floor: C_SL_Concrete Slab_T_400mm | 01-01-01-10-003-30 | Suspended Slab | Cast in Situ |  |  | 155 |  | 2.8486
4783296 |  | Structural Framing | New Construction | C_BEA_CB_Concrete Beams_BxH_: 350x1685mm | 01-01-01-09-005-30 | Suspended Beam | Cast in Situ |  |  | 267.07 |  | 0.84334
4783310 |  | Structural Framing | New Construction | C_BEA_CB_Concrete Beams_BxH_: 350x1685mm | 01-01-01-09-005-30 | Suspended Beam | Cast in Situ |  |  | 267.07 |  | 0.84334
4787556 |  | Floors | Existing - ATC | Floor: C_SL_Concrete Slab_T_500mm | 01-01-01-10-002-30 | Suspended Slab | Cast in Situ |  |  | 155 |  | 82.1362
4789511 |  | Floors | Existing - ATC | Floor: C_SL_Concrete Slab_T_300mm | 01-01-01-10-005-30 | Suspended Slab | Cast in Situ |  |  | 155 |  | 144.511
4794512 |  | Walls | New Construction | Basic Wall: C_WAL_CW_Concrete Wall_T_100mm | 01-01-01-10-005-30 | Upstand | Cast in Situ |  |  | 166.6 |  | 0.34463
4794537 |  | Walls | New Construction | Basic Wall: C_WAL_CW_Concrete Wall_T_100mm | 01-01-01-10-005-30 | Upstand | Cast in Situ |  |  | 166.6 |  | 0.044999
4794545 |  | Walls | New Construction | Basic Wall: C_WAL_CW_Concrete Wall_T_100mm | 01-01-01-10-005-30 | Upstand | Cast in Situ |  |  | 166.6 |  | 0.015
4794574 |  | Walls | New Construction | Basic Wall: C_WAL_CW_Concrete Wall_T_100mm | 01-01-01-10-005-30 | Upstand | Cast in Situ |  |  | 166.6 |  | 0.015
4794580 |  | Walls | New Construction | Basic Wall: C_WAL_CW_Concrete Wall_T_100mm | 01-01-01-10-005-30 | Upstand | Cast in Situ |  |  | 166.6 |  | 0.1845
4794586 |  | Walls | New Construction | Basic Wall: C_WAL_CW_Concrete Wall_T_100mm | 01-01-01-10-005-30 | Upstand | Cast in Situ |  |  | 166.6 |  | 0.18187
4798824 |  | Generic Models | New Construction | ATC_STR Vertical Opening (Rectangle): ATC_STR Vertical Opening (Rectangle)
4802131 |  | Structural Columns | Existing - ATC | C_COL_CC_Concrete Columns Rectangular_BxH_: 600x400mm | 01-01-01-10-004-30 | Rectangular Column | Cast in Situ |  |  | 175.83 |  | 0.492
4802141 |  | Structural Columns | Existing - ATC | C_COL_CC_Concrete Columns Rectangular_BxH_: 600x400mm | 01-01-01-10-004-30 | Rectangular Column | Cast in Situ |  |  | 175.83 |  | 0.492
4802147 |  | Structural Columns | Existing - ATC | C_COL_CC_Concrete Columns Rectangular_BxH_: 600x400mm | 01-01-01-10-004-30 | Rectangular Column | Cast in Situ |  |  | 175.83 |  | 0.492
4802153 |  | Structural Columns | Existing - ATC | C_COL_CC_Concrete Columns Rectangular_BxH_: 600x400mm | 01-01-01-10-004-30 | Rectangular Column | Cast in Situ |  |  | 175.83 |  | 0.492
4803433 |  | Stairs | New Construction | Cast-In-Place Stair: Concrete_STR-5A | 01-01-01-09-004-30 | Stair | Cast In Situ |  |  | 121.51
4803738 |  | Walls | Existing - ATC | Basic Wall: C_WAL_CW_Concrete Wall_T_350mm | 01-01-01-10-004-30 | Wall | Cast in Situ |  |  | 163.8 |  | 13.1678
4805068 |  | Walls | Existing - ATC | Basic Wall: C_WAL_CW_Concrete Wall_T_350mm | 01-01-01-10-003-30 | Wall | Cast in Situ |  |  | 155.74 |  | 4.5411
4810442 |  | Structural Framing | New Construction | C_BEA_CB_Concrete Beams_BxH_: 350x700mm | 01-01-01-09-004-30 | Suspended Beam | Cast in Situ |  |  | 397.69 |  | 0.49139
4810454 |  | Floors | New Construction | Floor: C_SL_Concrete Slab_T_250mm | 01-01-01-09-005-30 | Suspended Slab | Cast in Situ |  |  | 155 |  | 1.2095
4810483 |  | Floors | New Construction | Floor: C_SL_Concrete Slab_T_150mm | 01-01-01-09-005-30 | Suspended Slab | Cast in Situ |  |  | 155 |  | 0.14676
4810502 |  | Walls | Existing - ATC | Basic Wall: C_WAL_CW_Concrete Wall_T_750mm | 01-01-01-09-005-30 | Wall | Cast in Situ |  |  | 166.6 |  | 7.5362
4810504 |  | Walls | Existing - ATC | Basic Wall: C_WAL_CW_Concrete Wall_T_500mm | 01-01-01-09-005-30 | Wall | Cast in Situ |  |  | 166.6 |  | 14.7186
4810527 |  | Floors | New Construction | Floor: C_SL_Concrete Slab_T_250mm | 01-01-01-09-005-30 | Suspended Slab | Cast in Situ |  |  | 155 |  | 1.0065
4810536 |  | Floors | New Construction | Floor: C_SL_Concrete Slab_T_150mm | 01-01-01-09-005-30 | Suspended Slab | Cast in Situ |  |  | 155 |  | 0.14729
4810558 |  | Floors | New Construction | Floor: C_SL_Concrete Slab_T_250mm | 01-01-01-09-004-30 | Suspended Slab | Cast in Situ |  |  | 155 |  | 1.0065
4810567 |  | Floors | New Construction | Floor: C_SL_Concrete Slab_T_150mm | 01-01-01-09-004-30 | Suspended Slab | Cast in Situ |  |  | 155 |  | 0.14641
4815757 |  | Generic Models | New Construction | ATC_Floor Opening: 750 x 3000x 500
4824601 |  | Walls | Existing - ATC | Basic Wall: C_WAL_CW_Concrete Wall_T_520mm | 01-01-01-10-002-30 | Wall | Cast in Situ |  |  | 119.75 |  | 1.2553
4875996 |  | Floors | New Construction | Floor: C_SL_Concrete Slab_T_250mm | 01-01-01-09-003-30 | Suspended Slab | Cast in Situ |  |  | 155 |  | 0.76465
4876020 |  | Floors | New Construction | Floor: C_SL_Concrete Slab_T_150mm | 01-01-01-09-003-30 | Suspended Slab | Cast in Situ |  |  | 155 |  | 0.14641
4876036 |  | Floors | New Construction | Floor: C_SL_Concrete Slab_T_250mm | 01-01-01-09-003-30 | Suspended Slab | Cast in Situ |  |  | 155 |  | 0.76465
4876045 |  | Floors | New Construction | Floor: C_SL_Concrete Slab_T_150mm | 01-01-01-09-003-30 | Suspended Slab | Cast in Situ |  |  | 155 |  | 0.14729
4876076 |  | Floors | New Construction | Floor: C_SL_Concrete Slab_T_250mm | 01-01-01-09-003-30 | Suspended Slab | Cast in Situ |  |  | 155 |  | 1.1722
4876157 |  | Walls | Existing - ATC | Basic Wall: C_WAL_CW_Concrete Wall _T_1500mm | 01-01-01-09-004-30 | Wall | Cast in Situ |  |  | 163.8 |  | 23.7601
4876164 |  | Walls | Existing - ATC | Basic Wall: C_WAL_CW_Concrete Wall _T_1500mm | 01-01-01-09-004-30 | Wall | Cast in Situ |  |  | 163.8 |  | 21.087
4889639 |  | Walls | Existing - ATC | Basic Wall: C_WAL_CW_Concrete Wall _T_1500mm | 01-01-01-09-003-30 | Wall | Cast in Situ |  |  | 155.74 |  | 21.5623
4897732 |  | Floors | Existing - ATC | Floor: C_SL_Concrete Slab_T_300mm | 01-01-01-10-005-30 | Suspended Slab | Cast in Situ |  |  | 155 |  | 107.6459
4906753 |  | Floors | New Construction | Floor: C_SL_Concrete Slab_T_600mm | 01-01-01-10-005-30 | Suspended Slab | Cast in Situ |  |  | 155 |  | 0.21957
4907585 |  | Generic Models | New Construction | Generic Models 21: Generic Models 21
4907838 |  | Generic Models | New Construction | ATC_STR Vertical Opening (Round): ATC_STR Vertical Opening (Round)
4907923 |  | Generic Models | New Construction | ATC_STR Vertical Opening (Round): ATC_STR Vertical Opening (Round)
4908058 |  | Generic Models | New Construction | ATC_STR Vertical Opening (Rectangle): ATC_STR Vertical Opening (Rectangle)
4908658 |  | Generic Models | New Construction | ATC_STR Vertical Opening (Round): ATC_STR Vertical Opening (Round)
4908799 |  | Generic Models | New Construction | ATC_STR Vertical Opening (Round): ATC_STR Vertical Opening (Round)
4908984 |  | Generic Models | New Construction | ATC_STR Vertical Opening (Round): ATC_STR Vertical Opening (Round)
4909112 |  | Generic Models | New Construction | ATC_STR Vertical Opening (Round): ATC_STR Vertical Opening (Round)
4909536 |  | Generic Models | New Construction | ATC_STR Vertical Opening (Round): ATC_STR Vertical Opening (Round)
4909644 |  | Generic Models | New Construction | ATC_STR Vertical Opening (Round): ATC_STR Vertical Opening (Round)
4910032 |  | Generic Models | New Construction | ATC_STR Vertical Opening (Round): ATC_STR Vertical Opening (Round)
4916169 |  | Floors: Slab Edges | New Construction | Slab Edge: Slab Edge 250x250 | [7 empty] | 0.15781
4916509 |  | Walls | Existing - ATC | Basic Wall: C_WAL_CW_Concrete Wall_T_500mm | 01-01-01-10-001-30 | Wall | Cast in Situ |  |  | 132.04 |  | 21.625
4916684 |  | Walls | New Construction | Basic Wall: C_WAL_CW_Concrete Wall_T_600mm | 01-01-01-09-003-30 | Wall | Cast in Situ |  |  | 155.74 |  | 13.8116
4916880 |  | Walls | Existing - ATC | Basic Wall: C_WAL_CW_Concrete Wall_T_350mm | 01-01-01-09-004-30 | Wall | Cast in Situ |  |  | 163.8 |  | 1.5276
4937550 |  | Generic Models | New Construction | ATC_STR Vertical Opening (Round): ATC_STR Vertical Opening (Round)
4937723 |  | Generic Models | New Construction | ATC_STR Vertical Opening (Round): ATC_STR Vertical Opening (Round)
4939394 |  | Generic Models | New Construction | ATC_STR Vertical Opening (Round): ATC_STR Vertical Opening (Round)
4939484 |  | Generic Models | New Construction | ATC_STR Vertical Opening (Round): ATC_STR Vertical Opening (Round)
4939974 |  | Generic Models | New Construction | ATC_STR Vertical Opening (Rectangle): ATC_STR Vertical Opening (Rectangle)
4942225 |  | Generic Models | New Construction | ATC_Floor Opening: 250 x 250 x 500
4942794 |  | Generic Models | New Construction | ATC_STR Vertical Opening (Rectangle): ATC_STR Vertical Opening (Rectangle)
4943255 |  | Generic Models | New Construction | ATC_STR Vertical Opening (Round): ATC_STR Vertical Opening (Round)
4943367 |  | Generic Models | New Construction | ATC_STR Vertical Opening (Round): ATC_STR Vertical Opening (Round)
4943676 |  | Generic Models | New Construction | ATC_STR Vertical Opening (Round): ATC_STR Vertical Opening (Round)
4943818 |  | Generic Models | New Construction | ATC_STR Vertical Opening (Rectangle): ATC_STR Vertical Opening (Rectangle)
4944139 |  | Generic Models | New Construction | ATC_STR Vertical Opening (Rectangle): ATC_STR Vertical Opening (Rectangle)
4950720 |  | Walls | Existing - ATC | Basic Wall: C_WAL_CW_Concrete Wall_T_350mm | 01-01-01-09-004-30 | Wall | Cast in Situ |  |  | 163.8 |  | 3.846
4950724 |  | Generic Models | New Construction | ATC_STR Vertical Opening (Round): ATC_STR Vertical Opening (Round)
4963661 |  | Generic Models | New Construction | ATC_STR Vertical Opening (Rectangle): ATC_STR Vertical Opening (Rectangle)
4963675 |  | Generic Models | New Construction | ATC_STR Vertical Opening (Rectangle): ATC_STR Vertical Opening (Rectangle)
4963684 |  | Generic Models | New Construction | ATC_STR Vertical Opening (Rectangle): ATC_STR Vertical Opening (Rectangle)
4963700 |  | Generic Models | New Construction | ATC_Floor Opening: 250 x 250 x 300
4963740 |  | Generic Models | New Construction | ATC_Floor Opening: 250 x 250 x 300
4963754 |  | Generic Models | New Construction | ATC_STR Vertical Opening (Rectangle): ATC_STR Vertical Opening (Rectangle)
4970047 |  | Generic Models | New Construction | ATC_STR Vertical Opening (Round): ATC_STR Vertical Opening (Round)
4970055 |  | Generic Models | New Construction | ATC_STR Vertical Opening (Rectangle): ATC_STR Vertical Opening (Rectangle)
4970066 |  | Generic Models | New Construction | ATC_STR Vertical Opening (Rectangle): ATC_STR Vertical Opening (Rectangle)
4970130 |  | Generic Models | New Construction | ATC_STR Vertical Opening (Rectangle): ATC_STR Vertical Opening (Rectangle)
4970195 |  | Generic Models | New Construction | ATC_STR Vertical Opening (Rectangle): ATC_STR Vertical Opening (Rectangle)
4970207 |  | Generic Models | New Construction | ATC_STR Vertical Opening (Rectangle): ATC_STR Vertical Opening (Rectangle)
4970217 |  | Generic Models | New Construction | ATC_STR Vertical Opening (Rectangle): ATC_STR Vertical Opening (Rectangle)
4970218 |  | Generic Models | New Construction | ATC_STR Vertical Opening (Rectangle): ATC_STR Vertical Opening (Rectangle)
4971461 |  | Generic Models | New Construction | ATC_STR Vertical Opening (Round): ATC_STR Vertical Opening (Round)
4971531 |  | Generic Models | New Construction | ATC_STR Vertical Opening (Round): ATC_STR Vertical Opening (Round)
4971665 |  | Generic Models | New Construction | ATC_STR Vertical Opening (Round): ATC_STR Vertical Opening (Round)
4971807 |  | Generic Models | New Construction | ATC_STR Vertical Opening (Round): ATC_STR Vertical Opening (Round)
4972148 |  | Generic Models | New Construction | ATC_STR Vertical Opening (Rectangle): ATC_STR Vertical Opening (Rectangle)
4972370 |  | Generic Models | New Construction | ATC_STR Vertical Opening (Rectangle): ATC_STR Vertical Opening (Rectangle)
4977757 |  | Generic Models | New Construction | ATC_STR Vertical Opening (Rectangle): ATC_STR Vertical Opening (Rectangle)
4977784 |  | Generic Models | New Construction | ATC_STR Vertical Opening (Rectangle): ATC_STR Vertical Opening (Rectangle)
4977787 |  | Generic Models | New Construction | ATC_STR Vertical Opening (Rectangle): ATC_STR Vertical Opening (Rectangle)
4977788 |  | Generic Models | New Construction | ATC_STR Vertical Opening (Rectangle): ATC_STR Vertical Opening (Rectangle)
4977815 |  | Generic Models | New Construction | ATC_STR Vertical Opening (Rectangle): ATC_STR Vertical Opening (Rectangle)
4977825 |  | Generic Models | New Construction | ATC_STR Vertical Opening (Rectangle): ATC_STR Vertical Opening (Rectangle)
4977832 |  | Generic Models | New Construction | ATC_STR Vertical Opening (Rectangle): ATC_STR Vertical Opening (Rectangle)
4977834 |  | Generic Models | New Construction | ATC_STR Vertical Opening (Rectangle): ATC_STR Vertical Opening (Rectangle)
4977839 |  | Generic Models | New Construction | ATC_STR Vertical Opening (Rectangle): ATC_STR Vertical Opening (Rectangle)
4977842 |  | Generic Models | New Construction | ATC_STR Vertical Opening (Rectangle): ATC_STR Vertical Opening (Rectangle)
4977845 |  | Generic Models | New Construction | ATC_STR Vertical Opening (Rectangle): ATC_STR Vertical Opening (Rectangle)
4979293 |  | Generic Models | New Construction | ATC_STR Vertical Opening (Rectangle): ATC_STR Vertical Opening (Rectangle)
4980786 |  | Walls | Existing - ATC | Basic Wall: C_WAL_CW_Concrete Wall_T_350mm | 01-01-01-09-004-30 | Wall | Cast in Situ |  |  | 163.8 |  | 6.3112
4981222 |  | Walls | Existing - ATC | Basic Wall: C_WAL_CW_Concrete Wall_T_350mm | 01-01-01-09-005-30 | Wall | Cast in Situ |  |  | 166.6 |  | 6.9881
4981350 |  | Walls | Existing - ATC | Basic Wall: C_WAL_CW_Concrete Wall Planted _T_600mm | 01-01-01-09-005-30 | Wall | Cast in Situ |  |  | 166.6 |  | 34.986
4982580 |  | Generic Models | New Construction | ATC_STR Vertical Opening (Round): ATC_STR Vertical Opening (Round)
4985565 |  | Generic Models | New Construction | ATC_STR Vertical Opening (Rectangle): ATC_STR Vertical Opening (Rectangle)
4986214 |  | Generic Models | New Construction | ATC_STR Vertical Opening (Round): ATC_STR Vertical Opening (Round)
4987644 |  | Walls | Existing - ATC | Basic Wall: C_WAL_CW_Concrete Wall_T_600mm | 01-01-01-09-004-30 | Wall | Cast in Situ |  |  | 163.8 |  | 8.652
4987646 |  | Walls | Existing - ATC | Basic Wall: C_WAL_CW_Concrete Wall_T_600mm | 01-01-01-09-004-30 | Wall | Cast in Situ |  |  | 163.8 |  | 8.652
4987682 |  | Walls | New Construction | Basic Wall: C_WAL_CW_Concrete Wall_T_500mm | 01-01-01-11-003-30 | Wall | Cast in Situ |  |  | 155.74 |  | 17.3327
4987689 |  | Walls | Existing - ATC | Basic Wall: C_WAL_CW_Concrete Wall_T_750mm | 01-01-01-10-003-30 | Wall | Cast in Situ |  |  | 155.74 |  | 16.11
4987731 |  | Walls | New Construction | Basic Wall: C_WAL_CW_Concrete Wall Planted _T_600mm | 01-01-01-11-003-30 | Wall | Cast in Situ |  |  | 155.74 |  | 4.75
4990480 |  | Generic Models | New Construction | ATC_STR Vertical Opening (Rectangle): ATC_STR Vertical Opening (Rectangle)
4990496 |  | Generic Models | New Construction | ATC_STR Vertical Opening (Rectangle): ATC_STR Vertical Opening (Rectangle)
5015893 |  | Walls | Existing - ATC | Basic Wall: C_WAL_CW_Concrete Wall_T_600mm | 01-01-01-09-003-30 | Wall | Cast in Situ |  |  | 155.74 |  | 8.5681
5023252 |  | Walls | Existing - ATC | Basic Wall: C_WAL_CW_Concrete Wall_T_520mm | 01-01-01-10-003-30 | Wall | Cast in Situ |  |  | 155.74 |  | 17.002
5023325 |  | Structural Foundations | Existing - ATC | Foundation Slab: 1500 | [7 empty] | 9.1284
5024272 |  | Generic Models | New Construction | ATC_STR Vertical Opening (Rectangle): ATC_STR Vertical Opening (Rectangle)
5024282 |  | Generic Models | New Construction | ATC_STR Vertical Opening (Rectangle): ATC_STR Vertical Opening (Rectangle)
5024292 |  | Generic Models | New Construction | ATC_STR Vertical Opening (Rectangle): ATC_STR Vertical Opening (Rectangle)
5024342 |  | Generic Models | New Construction | ATC_STR Vertical Opening (Round): ATC_STR Vertical Opening (Round)
5024363 |  | Generic Models | New Construction | ATC_STR Vertical Opening (Rectangle): ATC_STR Vertical Opening (Rectangle)
5024372 |  | Generic Models | New Construction | ATC_STR Vertical Opening (Rectangle): ATC_STR Vertical Opening (Rectangle)
5024382 |  | Generic Models | New Construction | ATC_STR Vertical Opening (Rectangle): ATC_STR Vertical Opening (Rectangle)
5024399 |  | Generic Models | New Construction | ATC_Floor Opening (Round): Ø 150
5024582 |  | Walls | New Construction | Basic Wall: C_WAL_CW_Concrete Wall_T_200mm | 01-01-01-09-004-30 | Wall | Cast in Situ |  |  | 163.8 |  | 0.61329
5024598 |  | Walls | Existing - ATC | Basic Wall: C_WAL_CW_Concrete Wall_T_200mm | 01-01-01-09-004-30 | Wall | Cast in Situ |  |  | 163.8 |  | 1.25
5024604 |  | Walls | Existing - ATC | Basic Wall: C_WAL_CW_Concrete Wall_T_200mm | 01-01-01-09-004-30 | Wall | Cast in Situ |  |  | 163.8 |  | 0.032001
5041555 |  | Walls | New Construction | Basic Wall: C_WAL_CW_Concrete Wall Planted_T_600mm | 01-01-01-10-004-30 | Wall | Cast in Situ |  |  | 163.8 |  | 0.38249
5042132 |  | Walls | Existing - ATC | Basic Wall: C_WAL_CW_Concrete Wall_T_600mm | 01-01-01-10-004-30 | Wall | Cast in Situ |  |  | 163.8 |  | 2.1735
5045398 |  | Generic Models | New Construction | ATC_STR Vertical Opening (Rectangle): ATC_STR Vertical Opening (Rectangle)
5046349 |  | Structural Framing | Existing - ATC | C_BEA_CB_Concrete Beams_BxH_: 750x2000mm | 01-01-01-09-005-30 | Suspended Beam | Cast in Situ |  |  | 267.07 |  | 7.4539
5046398 |  | Walls | Existing - ATC | Basic Wall: C_WAL_CW_Concrete Wall Planted_T_200mm | 01-01-01-09-005-30 | Wall | Cast in Situ |  |  | 166.6 |  | 1.0013
5046411 |  | Structural Framing | Existing - ATC | C_BEA_CB_Concrete Beams_BxH_: 750x1700mm | 01-01-01-09-005-30 | Suspended Beam | Cast in Situ |  |  | 267.07 |  | 15.6191
5046433 |  | Structural Framing | Existing - ATC | C_BEA_CB_Concrete Beams_BxH_: 750x2350mm | 01-01-01-09-005-30 | Suspended Beam | Cast in Situ |  |  | 267.07 |  | 1.3404
5046578 |  | Floors | Existing - ATC | Floor: C_SL_Concrete Slab_T_800mm | 01-01-01-09-005-30 | Suspended Slab | Cast in Situ |  |  | 155 |  | 1.862
5047527 |  | Generic Models | New Construction | ATC_STR Vertical Opening (Round): ATC_STR Vertical Opening (Round)
5047641 |  | Generic Models | New Construction | ATC_STR Vertical Opening (Round): ATC_STR Vertical Opening (Round)
5048372 |  | Walls | New Construction | Basic Wall: C_WAL_CW_Concrete Wall_T_200mm | 01-01-01-09-001-30 | Wall | Cast in Situ |  |  | 132.04 |  | 0.15
5048384 |  | Walls | New Construction | Basic Wall: C_WAL_CW_Concrete Wall_T_200mm | 01-01-01-09-001-30 | Wall | Cast in Situ |  |  | 132.04 |  | 0.15
5048394 |  | Walls | New Construction | Basic Wall: C_WAL_CW_Concrete Wall_T_200mm | 01-01-01-09-001-30 | Wall | Cast in Situ |  |  | 132.04 |  | 0.15
5048404 |  | Walls | New Construction | Basic Wall: C_WAL_CW_Concrete Wall_T_200mm | 01-01-01-09-001-30 | Wall | Cast in Situ |  |  | 132.04 |  | 0.15
5048414 |  | Walls | New Construction | Basic Wall: C_WAL_CW_Concrete Wall_T_200mm | 01-01-01-09-001-30 | Wall | Cast in Situ |  |  | 132.04 |  | 0.15
5048424 |  | Walls | New Construction | Basic Wall: C_WAL_CW_Concrete Wall_T_200mm | 01-01-01-09-001-30 | Wall | Cast in Situ |  |  | 132.04 |  | 0.15
5048434 |  | Walls | New Construction | Basic Wall: C_WAL_CW_Concrete Wall_T_200mm | 01-01-01-09-001-30 | Wall | Cast in Situ |  |  | 132.04 |  | 0.15
5048444 |  | Walls | New Construction | Basic Wall: C_WAL_CW_Concrete Wall_T_200mm | 01-01-01-09-001-30 | Wall | Cast in Situ |  |  | 132.04 |  | 0.15
5048454 |  | Walls | New Construction | Basic Wall: C_WAL_CW_Concrete Wall_T_200mm | 01-01-01-09-001-30 | Wall | Cast in Situ |  |  | 132.04 |  | 0.15
5048464 |  | Walls | New Construction | Basic Wall: C_WAL_CW_Concrete Wall_T_200mm | 01-01-01-09-001-30 | Wall | Cast in Situ |  |  | 132.04 |  | 0.15
5048474 |  | Walls | New Construction | Basic Wall: C_WAL_CW_Concrete Wall_T_200mm | 01-01-01-09-001-30 | Wall | Cast in Situ |  |  | 132.04 |  | 0.15
5056921 |  | Structural Framing | New Construction | C_BEA_CB_Concrete Beams_BxH_: 500x650mm | 01-01-01-11-005-30 | Suspended Beam | Cast in Situ |  |  | 267.07 |  | 3.2866
5065499 |  | Floors | New Construction | Floor: C_SL_Concrete Slab_T_300mm | 01-01-01-10-003-30 | Suspended Slab | Cast in Situ |  |  | 155 |  | 0.48665
5066211 |  | Walls | Existing - ATC | Basic Wall: C_WAL_CW_Concrete Wall_T_750mm | 01-01-01-10-004-30 | Wall | Cast in Situ |  |  | 163.8 |  | 39.3513
5075168 |  | Floors | Existing - ATC | Floor: C_SL_Concrete Slab_T_500mm | 01-01-01-10-003-30 | Suspended Slab | Cast in Situ |  |  | 155 |  | 0.43125
5110135 |  | Walls | New Construction | Basic Wall: C_WAL_CW_Concrete Wall Planted _T_600mm | 01-01-01-13-005-30 | Wall | Cast in Situ |  |  | 166.6 |  | 9.7499
5110137 |  | Walls | New Construction | Basic Wall: C_WAL_CW_Concrete Wall Planted _T_600mm | 01-01-01-13-005-30 | Wall | Cast in Situ |  |  | 166.6 |  | 12.2996
5110168 |  | Walls | New Construction | Basic Wall: C_WAL_CW_Concrete Wall Planted _T_600mm | 01-01-01-13-005-30 | Wall | Cast in Situ |  |  | 166.6 |  | 47.4002
5135192 |  | Walls | Existing - ATC | Basic Wall: C_WAL_CW_Concrete Wall_T_350mm | 01-01-01-09-005-30 | Wall | Cast in Situ |  |  | 166.6 |  | 3.1902
5168605 |  | Generic Models | New Construction | ATC_STR Vertical Opening (Rectangle): ATC_STR Vertical Opening (Rectangle)
5177511 |  | Generic Models | New Construction | ATC_STR Vertical Opening (Rectangle): ATC_STR Vertical Opening (Rectangle)
5213272 |  | Walls | New Construction | Basic Wall: C_WAL_CW_Concrete Wall Planted_T_200mm | 01-01-01-10-003-30 | Wall | Cast in Situ |  |  | 155.74 |  | 0.085771
5216813 |  | Structural Framing | Existing - ATC | C_BEA_CB_Concrete Beams_BxH_: 350x1035mm | 01-01-01-09-004-30 | Suspended Beam | Cast in Situ |  |  | 397.69 |  | 0.51801
5216852 |  | Structural Framing | Existing - ATC | C_BEA_CB_Concrete Beams_BxH_: 350x1035mm | 01-01-01-09-004-30 | Suspended Beam | Cast in Situ |  |  | 397.69 |  | 0.50203
5219101 |  | Floors | New Construction | Floor: C_SL_Concrete Slab_T_250mm | 01-01-01-09-003-30 | Suspended Slab | Cast in Situ |  |  | 155 |  | 0.88199
5219114 |  | Floors | New Construction | Floor: C_SL_Concrete Slab_T_150mm | 01-01-01-09-003-30 | Suspended Slab | Cast in Situ |  |  | 155 |  | 0.17342
5219130 |  | Floors | New Construction | Floor: C_SL_Concrete Slab_T_250mm | 01-01-01-09-003-30 | Suspended Slab | Cast in Situ |  |  | 155 |  | 0.88199
5219137 |  | Floors | New Construction | Floor: C_SL_Concrete Slab_T_150mm | 01-01-01-09-003-30 | Suspended Slab | Cast in Situ |  |  | 155 |  | 0.17453
5219147 |  | Generic Models | Existing - ATC | ATC_General Surface Opening (Rectangle): ATC_General Surface Opening (Rectangle)
5219149 |  | Generic Models | Existing - ATC | ATC_General Surface Opening (Rectangle): ATC_General Surface Opening (Rectangle)
5219174 |  | Floors | New Construction | Floor: C_SL_Concrete Slab_T_250mm | 01-01-01-09-003-30 | Suspended Slab | Cast in Situ |  |  | 155 |  | 0.74989
5219187 |  | Floors | New Construction | Floor: C_SL_Concrete Slab_T_150mm | 01-01-01-09-003-30 | Suspended Slab | Cast in Situ |  |  | 155 |  | 0.17401
5237600 |  | Generic Models | New Construction | ATC_General Surface Opening (Rectangle): ATC_General Surface Opening (Rectangle)
5446432 |  | Generic Models | New Construction | SetoutPoint_Marker: SetoutPoint_Site
5446778 |  | Generic Models | New Construction | SetoutPoint_Marker: SetoutPoint_Site
5446835 |  | Generic Models | New Construction | SetoutPoint_Marker: SetoutPoint_Site
5446843 |  | Generic Models | New Construction | SetoutPoint_Marker: SetoutPoint_Site
5446851 |  | Generic Models | New Construction | SetoutPoint_Marker: SetoutPoint_Site
5446861 |  | Generic Models | New Construction | SetoutPoint_Marker: SetoutPoint_Site
5446869 |  | Generic Models | New Construction | SetoutPoint_Marker: SetoutPoint_Site
5446877 |  | Generic Models | New Construction | SetoutPoint_Marker: SetoutPoint_Site
5446885 |  | Generic Models | New Construction | SetoutPoint_Marker: SetoutPoint_Site
5446893 |  | Generic Models | New Construction | SetoutPoint_Marker: SetoutPoint_Site
5446901 |  | Generic Models | New Construction | SetoutPoint_Marker: SetoutPoint_Site
5446909 |  | Generic Models | New Construction | SetoutPoint_Marker: SetoutPoint_Site
5446921 |  | Generic Models | New Construction | SetoutPoint_Marker: SetoutPoint_Site
5446929 |  | Generic Models | New Construction | SetoutPoint_Marker: SetoutPoint_Site
5446937 |  | Generic Models | New Construction | SetoutPoint_Marker: SetoutPoint_Site
5446945 |  | Generic Models | New Construction | SetoutPoint_Marker: SetoutPoint_Site
5446953 |  | Generic Models | New Construction | SetoutPoint_Marker: SetoutPoint_Site
5446961 |  | Generic Models | New Construction | SetoutPoint_Marker: SetoutPoint_Site
5446969 |  | Generic Models | New Construction | SetoutPoint_Marker: SetoutPoint_Site
5446977 |  | Generic Models | New Construction | SetoutPoint_Marker: SetoutPoint_Site
5446985 |  | Generic Models | New Construction | SetoutPoint_Marker: SetoutPoint_Site
5447152 |  | Generic Models | New Construction | SetoutPoint_Marker: SetoutPoint_Site
5447320 |  | Generic Models | New Construction | SetoutPoint_Marker: SetoutPoint_Site
5447328 |  | Generic Models | New Construction | SetoutPoint_Marker: SetoutPoint_Site
5447336 |  | Generic Models | New Construction | SetoutPoint_Marker: SetoutPoint_Site
5447387 |  | Generic Models | New Construction | SetoutPoint_Marker: SetoutPoint_Site
5447395 |  | Generic Models | New Construction | SetoutPoint_Marker: SetoutPoint_Site
5447403 |  | Generic Models | New Construction | SetoutPoint_Marker: SetoutPoint_Site
5447411 |  | Generic Models | New Construction | SetoutPoint_Marker: SetoutPoint_Site
5447419 |  | Generic Models | New Construction | SetoutPoint_Marker: SetoutPoint_Site
5447427 |  | Generic Models | New Construction | SetoutPoint_Marker: SetoutPoint_Site
5447435 |  | Generic Models | New Construction | SetoutPoint_Marker: SetoutPoint_Site
5447473 |  | Generic Models | New Construction | SetoutPoint_Marker: SetoutPoint_Site
5447481 |  | Generic Models | New Construction | SetoutPoint_Marker: SetoutPoint_Site
5447594 |  | Generic Models | New Construction | SetoutPoint_Marker: SetoutPoint_Site
5447602 |  | Generic Models | New Construction | SetoutPoint_Marker: SetoutPoint_Site
5447610 |  | Generic Models | New Construction | SetoutPoint_Marker: SetoutPoint_Site
5447620 |  | Generic Models | New Construction | SetoutPoint_Marker: SetoutPoint_Site
5447628 |  | Generic Models | New Construction | SetoutPoint_Marker: SetoutPoint_Site
5447636 |  | Generic Models | New Construction | SetoutPoint_Marker: SetoutPoint_Site
5448024 |  | Generic Models | New Construction | SetoutPoint_Marker: SetoutPoint_Site
5448132 |  | Generic Models | New Construction | SetoutPoint_Marker: SetoutPoint_Site
5448282 |  | Generic Models | New Construction | SetoutPoint_Marker: SetoutPoint_Site
5448290 |  | Generic Models | New Construction | SetoutPoint_Marker: SetoutPoint_Site
5448298 |  | Generic Models | New Construction | SetoutPoint_Marker: SetoutPoint_Site
5448310 |  | Generic Models | New Construction | SetoutPoint_Marker: SetoutPoint_Site
5448320 |  | Generic Models | New Construction | SetoutPoint_Marker: SetoutPoint_Site
5448328 |  | Generic Models | New Construction | SetoutPoint_Marker: SetoutPoint_Site
5448336 |  | Generic Models | New Construction | SetoutPoint_Marker: SetoutPoint_Site
5448346 |  | Generic Models | New Construction | SetoutPoint_Marker: SetoutPoint_Site
5448356 |  | Generic Models | New Construction | SetoutPoint_Marker: SetoutPoint_Site
5448366 |  | Generic Models | New Construction | SetoutPoint_Marker: SetoutPoint_Site
5448376 |  | Generic Models | New Construction | SetoutPoint_Marker: SetoutPoint_Site
5448384 |  | Generic Models | New Construction | SetoutPoint_Marker: SetoutPoint_Site
5448392 |  | Generic Models | New Construction | SetoutPoint_Marker: SetoutPoint_Site
5448400 |  | Generic Models | New Construction | SetoutPoint_Marker: SetoutPoint_Site
5448408 |  | Generic Models | New Construction | SetoutPoint_Marker: SetoutPoint_Site
5448416 |  | Generic Models | New Construction | SetoutPoint_Marker: SetoutPoint_Site
5448424 |  | Generic Models | New Construction | SetoutPoint_Marker: SetoutPoint_Site
5448434 |  | Generic Models | New Construction | SetoutPoint_Marker: SetoutPoint_Site
5448444 |  | Generic Models | New Construction | SetoutPoint_Marker: SetoutPoint_Site
5448452 |  | Generic Models | New Construction | SetoutPoint_Marker: SetoutPoint_Site
5448462 |  | Generic Models | New Construction | SetoutPoint_Marker: SetoutPoint_Site
5448472 |  | Generic Models | New Construction | SetoutPoint_Marker: SetoutPoint_Site
5448480 |  | Generic Models | New Construction | SetoutPoint_Marker: SetoutPoint_Site
5448490 |  | Generic Models | New Construction | SetoutPoint_Marker: SetoutPoint_Site
5448498 |  | Generic Models | New Construction | SetoutPoint_Marker: SetoutPoint_Site
5448506 |  | Generic Models | New Construction | SetoutPoint_Marker: SetoutPoint_Site
5448514 |  | Generic Models | New Construction | SetoutPoint_Marker: SetoutPoint_Site
5448524 |  | Generic Models | New Construction | SetoutPoint_Marker: SetoutPoint_Site
5448598 |  | Generic Models | New Construction | SetoutPoint_Marker: SetoutPoint_Site
5448712 |  | Generic Models | New Construction | SetoutPoint_Marker: SetoutPoint_Site
5448824 |  | Generic Models | New Construction | SetoutPoint_Marker: SetoutPoint_Site
5448832 |  | Generic Models | New Construction | SetoutPoint_Marker: SetoutPoint_Site
5448840 |  | Generic Models | New Construction | SetoutPoint_Marker: SetoutPoint_Site
5448848 |  | Generic Models | New Construction | SetoutPoint_Marker: SetoutPoint_Site
5448856 |  | Generic Models | New Construction | SetoutPoint_Marker: SetoutPoint_Site
5448866 |  | Generic Models | New Construction | SetoutPoint_Marker: SetoutPoint_Site
5448878 |  | Generic Models | New Construction | SetoutPoint_Marker: SetoutPoint_Site
5448888 |  | Generic Models | New Construction | SetoutPoint_Marker: SetoutPoint_Site
5448896 |  | Generic Models | New Construction | SetoutPoint_Marker: SetoutPoint_Site
5448906 |  | Generic Models | New Construction | SetoutPoint_Marker: SetoutPoint_Site
5448914 |  | Generic Models | New Construction | SetoutPoint_Marker: SetoutPoint_Site
5448924 |  | Generic Models | New Construction | SetoutPoint_Marker: SetoutPoint_Site
5448966 |  | Generic Models | New Construction | SetoutPoint_Marker: SetoutPoint_Site
5448976 |  | Generic Models | New Construction | SetoutPoint_Marker: SetoutPoint_Site
5448984 |  | Generic Models | New Construction | SetoutPoint_Marker: SetoutPoint_Site
5448992 |  | Generic Models | New Construction | SetoutPoint_Marker: SetoutPoint_Site
5449000 |  | Generic Models | New Construction | SetoutPoint_Marker: SetoutPoint_Site
5449042 |  | Generic Models | New Construction | SetoutPoint_Marker: SetoutPoint_Site
5449050 |  | Generic Models | New Construction | SetoutPoint_Marker: SetoutPoint_Site
5449058 |  | Generic Models | New Construction | SetoutPoint_Marker: SetoutPoint_Site
5449066 |  | Generic Models | New Construction | SetoutPoint_Marker: SetoutPoint_Site
5460964 |  | Structural Columns | Existing - ATC | C_COL_CC_Concrete Columns Square_BxH_: 550x550mm Planted | 01-01-01-09-005-30 | Rectangular Column | Cast in Situ |  |  | 175.83 |  | 2.1024
5461007 |  | Structural Columns | Existing - ATC | C_COL_CC_Concrete Columns Square_BxH_: 550x550mm Planted | 01-01-01-09-005-30 | Rectangular Column | Cast in Situ |  |  | 175.83 |  | 2.1024
5479873 |  | Generic Models | New Construction | ATC_Floor Opening: 250 x 250 x 300
5502214 |  | Walls | New Construction | Basic Wall: C_WAL_CW_Concrete Wall_T_100mm | 01-01-01-09-006-30 | Upstand | Cast in Situ |  |  | 175.03 |  | 0.13421
5502224 |  | Walls | New Construction | Basic Wall: C_WAL_CW_Concrete Wall_T_100mm | 01-01-01-09-006-30 | Upstand | Cast in Situ |  |  | 175.03 |  | 0.111
5538429 |  | Generic Models | New Construction | SetoutPoint_Marker: SetoutPoint_Site
5538430 |  | Generic Models | New Construction | SetoutPoint_Marker: SetoutPoint_Site
5568894 |  | Generic Models | New Construction | SetoutPoint_Marker: SetoutPoint_Site
5568895 |  | Generic Models | New Construction | SetoutPoint_Marker: SetoutPoint_Site
5627553 |  | Walls | New Construction | Basic Wall: C_WAL_CW_Concrete Wall_T_350mm | 01-01-01-10-004-30 | Wall | Cast in Situ |  |  | 163.8 |  | 2.075
5628158 |  | Generic Models | New Construction | ATC_General Surface Opening (Rectangle): ATC_General Surface Opening (Rectangle)
5628621 |  | Generic Models | New Construction | ATC_General Surface Opening (Rectangle): ATC_General Surface Opening (Rectangle)
5707758 |  | Generic Models | New Construction | ATC_Floor Opening (Round): Ø 150
5734921 |  | Generic Models | New Construction | ATC_STR Vertical Opening (Round): ATC_STR Vertical Opening (Round)
5735503 |  | Generic Models | New Construction | ATC_STR Vertical Opening (Round): ATC_STR Vertical Opening (Round)
5735758 |  | Generic Models | New Construction | ATC_STR Vertical Opening (Rectangle): ATC_STR Vertical Opening (Rectangle)
5736066 |  | Generic Models | New Construction | ATC_STR Vertical Opening (Round): ATC_STR Vertical Opening (Round)
5740192 |  | Generic Models | New Construction | ATC_STR Vertical Opening (Rectangle): ATC_STR Vertical Opening (Rectangle)
5740253 |  | Generic Models | New Construction | ATC_STR Vertical Opening (Round): ATC_STR Vertical Opening (Round)
5740272 |  | Generic Models | New Construction | ATC_STR Vertical Opening (Round): ATC_STR Vertical Opening (Round)
5740304 |  | Generic Models | New Construction | ATC_STR Vertical Opening (Round): ATC_STR Vertical Opening (Round)
5740334 |  | Generic Models | New Construction | ATC_STR Vertical Opening (Round): ATC_STR Vertical Opening (Round)
5753256 |  | Generic Models | New Construction | ATC_Floor Opening (Round): Ø 100
5755578 |  | Generic Models | New Construction | ATC_Floor Opening (Round): Ø 100
5755583 |  | Generic Models | New Construction | ATC_Floor Opening (Round): Ø 100
5755588 |  | Generic Models | New Construction | ATC_Floor Opening (Round): Ø 150
5755593 |  | Generic Models | New Construction | ATC_Floor Opening (Round): Ø 75
5755599 |  | Generic Models | New Construction | ATC_Floor Opening (Round): Ø 200
5755605 |  | Generic Models | New Construction | ATC_Floor Opening (Round): Ø 100
5755611 |  | Generic Models | New Construction | ATC_Floor Opening (Round): Ø 75
5755616 |  | Generic Models | New Construction | ATC_Floor Opening (Round): Ø 200
5755625 |  | Generic Models | New Construction | ATC_Floor Opening (Round): Ø 150
5755632 |  | Generic Models | New Construction | ATC_Floor Opening (Round): Ø 100
5755638 |  | Generic Models | New Construction | ATC_Floor Opening (Round): Ø 100
5755655 |  | Generic Models | New Construction | ATC_Floor Opening (Round): Ø 100
5755660 |  | Generic Models | New Construction | ATC_Floor Opening (Round): Ø 150
5755661 |  | Generic Models | New Construction | ATC_Floor Opening (Round): Ø 75
5755670 |  | Generic Models | New Construction | ATC_Floor Opening (Round): Ø 100
5755675 |  | Generic Models | New Construction | ATC_Floor Opening (Round): Ø 150
5755676 |  | Generic Models | New Construction | ATC_Floor Opening (Round): Ø 200
5755685 |  | Generic Models | New Construction | ATC_Floor Opening (Round): Ø 75
5755690 |  | Generic Models | New Construction | ATC_Floor Opening (Round): Ø 150
5755695 |  | Generic Models | New Construction | ATC_Floor Opening: 800 x 800 x 400
5770489 |  | Generic Models | New Construction | ATC_STR Vertical Opening (Rectangle): ATC_STR Vertical Opening (Rectangle)
5770498 |  | Generic Models | New Construction | ATC_STR Vertical Opening (Rectangle): ATC_STR Vertical Opening (Rectangle)
5770508 |  | Generic Models | New Construction | ATC_STR Vertical Opening (Rectangle): ATC_STR Vertical Opening (Rectangle)
5770514 |  | Generic Models | New Construction | ATC_STR Vertical Opening (Rectangle): ATC_STR Vertical Opening (Rectangle)
5770524 |  | Generic Models | New Construction | ATC_STR Vertical Opening (Rectangle): ATC_STR Vertical Opening (Rectangle)
5794405 |  | Walls | New Construction | Basic Wall: C_WAL_CW_Concrete Wall_T_200mm | 01-01-01-10-004-30 | Wall | Cast in Situ |  |  | 163.8 |  | 0.256
5794407 |  | Walls | New Construction | Basic Wall: C_WAL_CW_Concrete Wall_T_200mm | 01-01-01-10-004-30 | Wall | Cast in Situ |  |  | 163.8 |  | 0.16798
5794411 |  | Walls | New Construction | Basic Wall: C_WAL_CW_Concrete Wall_T_200mm | 01-01-01-10-004-30 | Wall | Cast in Situ |  |  | 163.8 |  | 0.16798
5794419 |  | Walls | New Construction | Basic Wall: C_WAL_CW_Concrete Wall_T_200mm | 01-01-01-10-004-30 | Wall | Cast in Situ |  |  | 163.8 |  | 0.145
5794423 |  | Walls | New Construction | Basic Wall: C_WAL_CW_Concrete Wall_T_200mm | 01-01-01-10-004-30 | Wall | Cast in Situ |  |  | 163.8 |  | 0.363
5801251 |  | Structural Columns | New Construction | C_COL_CC_Concrete Columns Square_BxH_: 600x600mm | 01-01-01-11-003-30 | Rectangular Column | Cast in Situ |  |  | 175.83 |  | 5.454
5801276 |  | Structural Columns | New Construction | C_COL_CC_Concrete Columns Square_BxH_: 400x400mm | 01-01-01-11-004-30 | Rectangular Column | Cast in Situ |  |  | 175.83 |  | 0.776
5801282 |  | Structural Columns | New Construction | C_COL_CC_Concrete Columns Square_BxH_: 400x400mm | 01-01-01-11-004-30 | Rectangular Column | Cast in Situ |  |  | 175.83 |  | 0.776
5815757 |  | Floors | New Construction | Floor: C_SL_Concrete Slab_T_1000mm | 01-01-01-10-005-30 | Suspended Slab | Cast in Situ |  |  | 155 |  | 0.40143
5822138 |  | Generic Models | New Construction | ATC_STR Vertical Opening (Rectangle): ATC_STR Vertical Opening (Rectangle)
5822446 |  | Generic Models | New Construction | ATC_STR Vertical Opening (Rectangle): ATC_STR Vertical Opening (Rectangle)
5826364 |  | Walls | New Construction | Basic Wall: C_WAL_CW_Concrete Wall_T_100mm | 01-01-01-10-005-30 | Upstand | Cast in Situ |  |  | 166.6 |  | 0.0059709
5826369 |  | Walls | New Construction | Basic Wall: C_WAL_CW_Concrete Wall_T_100mm | 01-01-01-10-005-30 | Upstand | Cast in Situ |  |  | 166.6 |  | 0.09037
5826379 |  | Walls | New Construction | Basic Wall: C_WAL_CW_Concrete Wall_T_100mm | 01-01-01-10-005-30 | Upstand | Cast in Situ |  |  | 166.6 |  | 0.00375
5875532 |  | Floors | New Construction | Floor: C_SL_Concrete Slab_T_300mm | 01-01-01-11-005-30 | Suspended Slab | Cast in Situ |  |  | 155 |  | 38.8887
5910825 |  | Generic Models | New Construction | ATC_STR Vertical Opening (Round): ATC_STR Vertical Opening (Round)
5910831 |  | Generic Models | New Construction | ATC_STR Vertical Opening (Round): ATC_STR Vertical Opening (Round)
5925861 |  | Generic Models | New Construction | ATC_STR Vertical Opening (Round): Ø50
5926201 |  | Generic Models | New Construction | ATC_General Surface Opening (Rectangle): ATC_General Surface Opening (Rectangle)
5937504 |  | Generic Models | New Construction | ATC_STR Vertical Opening (Round): ATC_STR Vertical Opening (Round)
5950589 |  | Generic Models | New Construction | ATC_STR Vertical Opening (Round): ATC_STR Vertical Opening (Round)
6069880 |  | Generic Models | New Construction | ATC_Floor Opening (Round): Ø 80
6080200 |  | Structural Columns | New Construction | C_COL_CC_Concrete Columns Square_BxH_: 400x400mm PLANTED | 01-01-01-10-006-30 | Rectangular Column | Cast in Situ |  |  | 272.1
6147820 |  | Walls | Existing - ATC | Basic Wall: C_WAL_CW_Concrete Wall_T_500mm | 01-01-01-10-003-30 | Wall | Cast in Situ |  |  | 155.74 |  | 1.84
6147837 |  | Walls | Existing - ATC | Basic Wall: C_WAL_CW_Concrete Wall_T_520mm | 01-01-01-10-002-30 | Wall | Cast in Situ |  |  | 119.75 |  | 2.1715
6147870 |  | Walls | New Construction | Basic Wall: C_WAL_CW_Concrete Wall_T_750mm | 01-01-01-10-004-30 | Wall | Cast in Situ |  |  | 163.8 |  | 0.99375
6147886 |  | Walls | Existing - ATC | Basic Wall: C_WAL_CW_Concrete Wall Planted_T_750mm | 01-01-01-10-004-30 | Wall | Cast in Situ |  |  | 163.8 |  | 17.5424
6147958 |  | Generic Models | Existing - ATC | ATC_General Surface Opening (Rectangle): ATC_General Surface Opening (Rectangle)
6166125 |  | Walls | New Construction | Basic Wall: C_WAL_CW_Concrete Wall_T_450mm | 01-01-01-09-003-30 | Wall | Cast in Situ |  |  | 155.74 |  | 4.3742
6247608 |  | Generic Models | New Construction | ATC_STR Vertical Opening (Round): Ø150
6247610 |  | Generic Models | New Construction | ATC_STR Vertical Opening (Round): Ø150
6331095 |  | Generic Models | New Construction | ATC_STR Vertical Opening (Round): Ø150
6331372 |  | Generic Models | New Construction | ATC_STR Vertical Opening (Round): Ø150
6340698 |  | Generic Models | New Construction | ATC_STR Vertical Opening (Round): Ø150
6340700 |  | Generic Models | New Construction | ATC_STR Vertical Opening (Round): Ø150
6340702 |  | Generic Models | New Construction | ATC_STR Vertical Opening (Round): Ø150
6340703 |  | Generic Models | New Construction | ATC_STR Vertical Opening (Round): Ø150
6340713 |  | Generic Models | New Construction | ATC_STR Vertical Opening (Round): Ø150
6340718 |  | Generic Models | New Construction | ATC_STR Vertical Opening (Round): Ø150
6341904 |  | Structural Columns | New Construction | C_COL_CC_Concrete Columns Square_BxH_: 400x400mm | 01-01-01-09-006-30 | Rectangular Column | Cast in Situ |  |  | 272.1 |  | 0.536
6343910 |  | Generic Models | New Construction | ATC_General Surface Opening (Rectangle): ATC_General Surface Opening (Rectangle)
6343920 |  | Generic Models | New Construction | ATC_General Surface Opening (Rectangle): ATC_General Surface Opening (Rectangle)
6345729 |  | Generic Models | New Construction | ATC_STR Vertical Opening (Round): Ø150
6345730 |  | Generic Models | New Construction | ATC_STR Vertical Opening (Round): Ø150
6345731 |  | Generic Models | New Construction | ATC_STR Vertical Opening (Round): Ø150
6347845 |  | Generic Models | New Construction | ATC_Floor Opening (Round): Ø 80
6347848 |  | Generic Models | New Construction | ATC_Floor Opening (Round): Ø 80
6347849 |  | Generic Models | New Construction | ATC_Floor Opening (Round): Ø 80
6347920 |  | Generic Models | New Construction | ATC_Floor Opening: 200 x 200 x 300
6348158 |  | Generic Models | New Construction | ATC_Floor Opening: 250 x 250 x 500
6350664 |  | Generic Models | New Construction | ATC_STR Vertical Opening (Round): Ø150
6350671 |  | Generic Models | New Construction | ATC_STR Vertical Opening (Round): Ø200
6350672 |  | Generic Models | New Construction | ATC_STR Vertical Opening (Round): Ø200
6350688 |  | Generic Models | New Construction | ATC_STR Vertical Opening (Round): Ø200
6350690 |  | Generic Models | New Construction | ATC_STR Vertical Opening (Round): Ø200
6351031 |  | Generic Models | New Construction | ATC_STR Vertical Opening (Round): Ø200
6351032 |  | Generic Models | New Construction | ATC_STR Vertical Opening (Round): Ø200
6356861 |  | Generic Models | New Construction | ATC_STR Vertical Opening (Round): ATC_STR Vertical Opening (Round)
6358169 |  | Generic Models | New Construction | ATC_STR Vertical Opening (Rectangle).0030: 450X200
6358190 |  | Generic Models | New Construction | ATC_Floor Opening: 500 x 300x 300
6358211 |  | Generic Models | New Construction | ATC_Floor Opening: 1000 x 400x 300
6358214 |  | Generic Models | New Construction | ATC_Floor Opening: 2000 x 400x 300
6375742 |  | Structural Framing | Existing - ATC | C_BEA_PHCS_Precast Hollow Core Slab_T_: 900x250mm | 01-01-01-10-003-30 | Hollow Block Slab | Precast |  |  |  |  | 0.46164
6377105 |  | Structural Framing | Existing - ATC | C_BEA_PHCS_Precast Hollow Core Slab_T_: 900x250mm | 01-01-01-10-003-30 | Hollow Block Slab | Precast |  |  |  |  | 0.46164
6377226 |  | Structural Framing | Existing - ATC | C_BEA_PHCS_Precast Hollow Core Slab_T_: 900x250mm | 01-01-01-10-003-30 | Hollow Block Slab | Precast |  |  |  |  | 0.46164
6377228 |  | Structural Framing | Existing - ATC | C_BEA_PHCS_Precast Hollow Core Slab_T_: 900x250mm | 01-01-01-10-003-30 | Hollow Block Slab | Precast |  |  |  |  | 0.46164
6377309 |  | Structural Framing | Existing - ATC | C_BEA_PHCS_Precast Hollow Core Slab_T_: 900x250mm | 01-01-01-10-003-30 | Hollow Block Slab | Precast |  |  |  |  | 0.46164
6377399 |  | Structural Framing | Existing - ATC | C_BEA_PHCS_Precast Hollow Core Slab_T_: 900x250mm | 01-01-01-10-003-30 | Hollow Block Slab | Precast |  |  |  |  | 0.46164
6377401 |  | Structural Framing | Existing - ATC | C_BEA_PHCS_Precast Hollow Core Slab_T_: 900x250mm | 01-01-01-10-003-30 | Hollow Block Slab | Precast |  |  |  |  | 0.46164
6377403 |  | Structural Framing | Existing - ATC | C_BEA_PHCS_Precast Hollow Core Slab_T_: 900x250mm | 01-01-01-10-003-30 | Hollow Block Slab | Precast |  |  |  |  | 0.46164
6377405 |  | Structural Framing | Existing - ATC | C_BEA_PHCS_Precast Hollow Core Slab_T_: 900x250mm | 01-01-01-10-003-30 | Hollow Block Slab | Precast |  |  |  |  | 0.46164
6377407 |  | Structural Framing | Existing - ATC | C_BEA_PHCS_Precast Hollow Core Slab_T_: 900x250mm | 01-01-01-10-003-30 | Hollow Block Slab | Precast |  |  |  |  | 0.46164
6378770 |  | Generic Models | New Construction | ATC_STR Vertical Opening (Round): Ø200
6378773 |  | Generic Models | New Construction | ATC_STR Vertical Opening (Round): Ø200
6378779 |  | Structural Framing | Existing - ATC | C_BEA_CB_Concrete Beams_BxH_: 350x2100mm | 01-01-01-09-006-30 | Suspended Beam | Cast in Situ |  |  | 333.51 |  | 0.0027494
6378785 |  | Structural Framing | New Construction | C_BEA_CB_Concrete Beams_BxH_: 350x2100mm | 01-01-01-09-006-30 | Suspended Beam | Cast in Situ |  |  | 333.51 |  | 0.00026438
6378820 |  | Generic Models | New Construction | ATC_General Surface Opening (Rectangle): 125X125X100
6378828 |  | Generic Models | New Construction | ATC_General Surface Opening (Rectangle): 125X125X100
6378830 |  | Generic Models | New Construction | ATC_General Surface Opening (Rectangle): 125X125X100
6399359 |  | Generic Models | New Construction | ATC_STR Vertical Opening (Rectangle): 125x125x100
6399364 |  | Generic Models | New Construction | ATC_STR Vertical Opening (Rectangle): 125x125x100
6400164 |  | Generic Models | New Construction | ATC_STR Vertical Opening (Rectangle).0030: 200x100
6400689 |  | Generic Models | New Construction | ATC_STR Vertical Opening (Rectangle): 200X200100
6402542 |  | Generic Models | New Construction | ATC_STR Vertical Opening (Rectangle).0030: 200x100
6402809 |  | Walls | Existing - ATC | Basic Wall: C_WAL_CW_Concrete Wall_T_300mm | 01-01-01-09-005-30 | Wall | Cast in Situ |  |  | 166.6 |  | 0.65378
6416017 |  | Walls | New Construction | Basic Wall: C_WAL_CW_Concrete Wall_T_100mm | 01-01-01-10-005-30 | Upstand | Cast in Situ |  |  | 166.6 |  | 0.27974
6419424 |  | Generic Models | New Construction | ATC_STR Vertical Opening (Round): Ø150
6419429 |  | Generic Models | New Construction | ATC_STR Vertical Opening (Round): Ø150
6419463 |  | Generic Models | New Construction | ATC_STR Vertical Opening (Round): Ø50
6419474 |  | Generic Models | New Construction | ATC_STR Vertical Opening (Rectangle).0030: 200x100
6431434 |  | Structural Framing | Existing - ATC | C_BEA_CB_Concrete Beams_BxH_: 350x3485mm | 01-01-01-09-006-30 | Suspended Beam | Cast in Situ |  |  | 333.51 |  | 1.544
6431441 |  | Structural Framing | Existing - ATC | C_BEA_CB_Concrete Beams_BxH_: 350x3485mm | 01-01-01-09-006-30 | Suspended Beam | Cast in Situ |  |  | 333.51 |  | 1.544
6431454 |  | Structural Framing | New Construction | C_BEA_CB_Concrete Beams_BxH_: 350x3347.5mm | 01-01-01-09-006-30 | Suspended Beam | Cast in Situ |  |  | 333.51 |  | 1.5374
6433423 |  | Walls | New Construction | Basic Wall: C_WAL_CW_Concrete Wall_T_500mm | 01-01-01-11-005-30 | Wall | Cast in Situ |  |  | 166.6 |  | 10.4247
6433425 |  | Walls | New Construction | Basic Wall: C_WAL_CW_Concrete Wall_T_500mm | 01-01-01-11-005-30 | Wall | Cast in Situ |  |  | 166.6 |  | 23.375
6433427 |  | Walls | Existing - ATC | Basic Wall: C_WAL_CW_Concrete Wall_T_750mm | 01-01-01-11-005-30 | Wall | Cast in Situ |  |  | 166.6 |  | 63.2544
6441953 |  | Structural Framing | Existing - ATC | C_BEA_CB_Concrete Beams_BxH_: 350x700mm | 01-01-01-09-005-30 | Suspended Beam | Cast in Situ |  |  | 267.07 |  | 0.322
6453995 |  | Structural Columns | New Construction | C_COL_CC_Concrete Columns Rectangular_BxH_: 400x750mm Planted | 01-01-01-09-005-30 | Rectangular Column | Cast in Situ |  |  | 175.83 |  | 2.085
6492150 |  | Generic Models | New Construction | ATC_STR Vertical Opening (Rectangle): 125x125x100
6492176 |  | Generic Models | New Construction | ATC_STR Vertical Opening (Rectangle): 125x125x100
6492178 |  | Generic Models | New Construction | ATC_STR Vertical Opening (Rectangle): 125x125x100
6492187 |  | Generic Models | New Construction | ATC_STR Vertical Opening (Rectangle): 125x125x100
6492259 |  | Generic Models | New Construction | ATC_STR Vertical Opening (Round): Ø60
6501501 |  | Generic Models | New Construction | ATC_STR Vertical Opening (Rectangle): 125x125x100
6540951 |  | Floors | Existing - ATC | Floor: C_SL_Concrete Slab_T_250mm | 01-01-01-10-003-30 | Suspended Slab | Cast in Situ |  |  | 155 |  | 4.7356
6544466 |  | Stairs | New Construction | Assembled Stair: Steel Stair | 01-01-01-10-002-30 | Steel Stair
6553116 |  | Walls | New Construction | Basic Wall: C_WAL_CW_Concrete Wall Planted_T_400mm | 01-01-01-09-005-30 | Wall | Cast in Situ |  |  | 166.6 |  | 4.9503
6553122 |  | Walls | New Construction | Basic Wall: C_WAL_CW_Concrete Wall Planted_T_250mm | 01-01-01-09-005-30 | Wall | Cast in Situ |  |  | 166.6 |  | 0.88994
6559025 |  | Walls | Existing - ATC | Basic Wall: C_WAL_CW_Concrete Wall_T_250mm | 01-01-01-09-001-30 | Wall | Cast in Situ |  |  | 132.04 |  | 0.0875
6566170 |  | Generic Models | New Construction | ATC_STR Vertical Opening (Rectangle).0030: 200x100
6566655 |  | Structural Framing | New Construction | C_BEA_CB_Concrete Beams_BxH_: 600x3500mm | 01-01-01-09-006-30 | Suspended Beam | Cast in Situ |  |  | 333.51 |  | 17.7967
6566667 |  | Structural Framing | New Construction | C_BEA_CB_Concrete Beams_BxH_: 600x1500mm | 01-01-01-09-006-30 | Suspended Beam | Cast in Situ |  |  | 333.51 |  | 4.0092
6568485 |  | Floors | New Construction | Floor: C_SL_Concrete Slab_T_200mm | 01-01-01-11-005-30 | Suspended Slab | Cast in Situ |  |  | 155 |  | 2.1625
6617633 |  | Structural Framing | New Construction | C_BEA_CB_Concrete Beams_BxH_: 500x1500mm | 01-01-01-09-006-30 | Suspended Beam | Cast in Situ |  |  | 333.51 |  | 6.4994
6631411 |  | Floors | New Construction | Floor: C_SL_Concrete Slab_T_400mm | 01-01-01-09-005-30 | Suspended Slab | Cast in Situ |  |  | 155 |  | 76.9519
6635624 |  | Generic Models | New Construction | ATC_STR Vertical Opening (Round): Ø100
6635626 |  | Generic Models | New Construction | ATC_STR Vertical Opening (Round): Ø100
6666194 |  | Structural Framing | Existing - ATC | C_BEA_CB_Concrete Beams_BxH_: 750x2350mm | 01-01-01-09-005-30 | Suspended Beam | Cast in Situ |  |  | 267.07 |  | 0.94095
6737910 |  | Floors | Existing - ATC | Floor: C_SL_Concrete Slab_T_400mm | 01-01-01-10-003-30 | Suspended Slab | Cast in Situ |  |  | 155 |  | 6.4665
6737942 |  | Floors | Existing - ATC | Floor: C_SL_Concrete Slab_T_400mm | 01-01-01-10-003-30 | Suspended Slab | Cast in Situ |  |  | 155 |  | 3.1217
6761652 |  | Walls | New Construction | Basic Wall: C_WAL_CW_Concrete Wall_T_100mm | 01-01-01-09-006-30 | Upstand | Cast in Situ |  |  | 175.03 |  | 0.2805
6771248 |  | Floors | New Construction | Floor: C_SL_Concrete Slab_T_200mm | 01-01-01-09-003-30 | Suspended Slab | Cast in Situ |  |  | 155 |  | 6.8347
6772699 |  | Floors | Existing - ATC | Floor: C_SL_Concrete Slab_T_400mm | 01-01-01-10-003-30 | Suspended Slab | Cast in Situ |  |  | 155 |  | 1.1018
6801234 |  | Walls | New Construction | Basic Wall: C_WAL_CW_White Concrete Wall_T_175mm | 01-01-01-09-005-30 | Upstand | Cast in Situ |  |  | 166.6 |  | 0.26995
6801238 |  | Walls | New Construction | Basic Wall: C_WAL_CW_White Concrete Wall_T_175mm | 01-01-01-09-005-30 | Upstand | Cast in Situ |  |  | 166.6 |  | 0.86544
6801242 |  | Walls | New Construction | Basic Wall: C_WAL_CW_White Concrete Wall_T_175mm | 01-01-01-09-005-30 | Upstand | Cast in Situ |  |  | 166.6 |  | 0.17185
6801246 |  | Walls | New Construction | Basic Wall: C_WAL_CW_White Concrete Wall_T_175mm | 01-01-01-09-005-30 | Upstand | Cast in Situ |  |  | 166.6 |  | 0.10861
6804899 |  | Walls | Existing - ATC | Basic Wall: C_WAL_CW_Concrete Wall_T_927mm | 01-01-01-10-002-30 | Wall | Cast in Situ |  |  | 119.75 |  | 6.5156
6804916 |  | Walls | Existing - ATC | Basic Wall: C_WAL_CW_Concrete Wall_T_600mm | 01-01-01-10-002-30 | Wall | Cast in Situ |  |  | 119.75 |  | 3.4806
6844883 |  | Floors | New Construction | Floor: C_SL_Concrete Slab_T_400mm | 01-01-01-09-005-30 | Suspended Slab | Cast in Situ |  |  | 155 |  | 41.9578
6844930 |  | Structural Framing | New Construction | C_BEA_CB_Concrete Beams_BxH_: 500x1500mm | 01-01-01-09-006-30 | Suspended Beam | Cast in Situ |  |  | 333.51 |  | 1.3772
6844935 |  | Structural Framing | New Construction | C_BEA_CB_Concrete Beams_BxH_: 500x1500mm | 01-01-01-09-006-30 | Suspended Beam | Cast in Situ |  |  | 333.51 |  | 4.35
6844943 |  | Structural Framing | New Construction | C_BEA_CB_Concrete Beams_BxH_: 500x1500mm | 01-01-01-09-006-30 | Suspended Beam | Cast in Situ |  |  | 333.51 |  | 2.64
6857887 |  | Walls | New Construction | Basic Wall: C_WAL_CW_Concrete Wall_T_100mm | 01-01-01-13-006-30 | Upstand | Cast in Situ |  |  | 175.03 |  | 0.045649
6857970 |  | Walls | New Construction | Basic Wall: C_WAL_CW_Concrete Wall_T_100mm | 01-01-01-13-006-30 | Upstand | Cast in Situ |  |  | 175.03 |  | 0.10926
6858262 |  | Walls | New Construction | Basic Wall: C_WAL_CW_Concrete Wall_T_100mm | 01-01-01-09-006-30 | Upstand | Cast in Situ |  |  | 175.03 |  | 0.17175
6858416 |  | Walls | New Construction | Basic Wall: C_WAL_CW_Concrete Wall_T_100mm | 01-01-01-09-006-30 | Upstand | Cast in Situ |  |  | 175.03 |  | 0.18375
6866623 |  | Structural Framing | New Construction | C_BEA_CB_Concrete Beams_BxH_: 400x1800mm | 01-01-01-13-006-30 | Suspended Beam | Cast in Situ |  |  | 333.51 |  | 6.3295
6866641 |  | Structural Framing | New Construction | C_BEA_CB_Concrete Beams_BxH_: 400x1800mm | 01-01-01-13-006-30 | Suspended Beam | Cast in Situ |  |  | 333.51 |  | 6.474
6900048 |  | Walls | Existing - ATC | Basic Wall: C_WAL_CW_Concrete Wall_T_600mm | 01-01-01-13-005-30 | Wall | Cast in Situ |  |  | 166.6 |  | 11.088
6990483 |  | Structural Framing | New Construction | C_BEA_CB_Concrete Beams_BxH_: 400x600mm | 01-01-01-09-004-30 | Suspended Beam | Cast in Situ |  |  | 397.69 |  | 0.29292
7148514 |  | Walls | Existing - ATC | Basic Wall: C_WAL_CW_Concrete Wall_T_500mm | 01-01-01-10-002-30 | Wall | Cast in Situ |  |  | 119.75 |  | 5.5241
7162050 |  | Walls | Existing - ATC | Basic Wall: C_WAL_CW_Concrete Wall_T_500mm | 01-01-01-10-002-30 | Wall | Cast in Situ |  |  | 119.75 |  | 1.2617
7178247 |  | Floors | Existing - ATC | Floor: C_SL_White Concrete Slab_T_650mm | 01-01-01-09-003-30 | Suspended Slab | Cast in Situ |  |  | 155 |  | 0.61
7269841 |  | Walls | New Construction | Basic Wall: C_WAL_CW_Concrete Wall_T_200mm | 01-01-01-09-003-30 | Wall | Cast in Situ |  |  | 155.74 |  | 0.0992
7269851 |  | Walls | New Construction | Basic Wall: C_WAL_CW_Concrete Wall_T_200mm | 01-01-01-09-003-30 | Wall | Cast in Situ |  |  | 155.74 |  | 0.0992
7269861 |  | Walls | New Construction | Basic Wall: C_WAL_CW_Concrete Wall_T_200mm | 01-01-01-09-003-30 | Wall | Cast in Situ |  |  | 155.74 |  | 0.0992
7269871 |  | Walls | New Construction | Basic Wall: C_WAL_CW_Concrete Wall_T_200mm | 01-01-01-09-003-30 | Wall | Cast in Situ |  |  | 155.74 |  | 0.0992
7269881 |  | Walls | New Construction | Basic Wall: C_WAL_CW_Concrete Wall_T_200mm | 01-01-01-09-003-30 | Wall | Cast in Situ |  |  | 155.74 |  | 0.0992
7282470 |  | Walls | New Construction | Basic Wall: C_WAL_CW_Concrete Wall_T_200mm | 01-01-01-09-003-30 | Wall | Cast in Situ |  |  | 155.74 |  | 0.09916
7282480 |  | Walls | New Construction | Basic Wall: C_WAL_CW_Concrete Wall_T_200mm | 01-01-01-09-003-30 | Wall | Cast in Situ |  |  | 155.74 |  | 0.09916
7282490 |  | Walls | New Construction | Basic Wall: C_WAL_CW_Concrete Wall_T_200mm | 01-01-01-09-003-30 | Wall | Cast in Situ |  |  | 155.74 |  | 0.09916
7484898 |  | Generic Models | New Construction | ATC_STR Vertical Opening (Rectangle): 1000X250X500
7672812 |  | Floors | New Construction | Floor: C_SL_Concrete Slab_T_150mm | 01-01-01-09-005-30 | Suspended Slab | Cast in Situ |  |  | 155 |  | 0.096384
7672829 |  | Floors | New Construction | Floor: C_SL_Concrete Slab_T_250mm | 01-01-01-09-005-30 | Suspended Slab | Cast in Situ |  |  | 155 |  | 0.22788
7681197 |  | Floors | New Construction | Floor: C_SL_Concrete Slab_T_250mm | 01-01-01-09-003-30 | Suspended Slab | Cast in Situ |  |  | 155 |  | 0.29798
7681206 |  | Floors | New Construction | Floor: C_SL_Concrete Slab_T_150mm | 01-01-01-09-003-30 | Suspended Slab | Cast in Situ |  |  | 155 |  | 0.096913
7681230 |  | Floors | New Construction | Floor: C_SL_Concrete Slab_T_150mm | 01-01-01-09-003-30 | Suspended Slab | Cast in Situ |  |  | 155 |  | 0.096913
7681238 |  | Floors | New Construction | Floor: C_SL_Concrete Slab_T_250mm | 01-01-01-09-003-30 | Suspended Slab | Cast in Situ |  |  | 155 |  | 0.22842
7708624 |  | Floors | New Construction | Floor: C_SL_Concrete Slab_T_250mm | 01-01-01-09-005-30 | Suspended Slab | Cast in Situ |  |  | 155 |  | 0.38988
7766229 |  | Floors | Existing - ATC | Floor: C_SL_Concrete Slab_T_300mm | 01-01-01-10-002-30 | Suspended Slab | Cast in Situ |  |  | 155 |  | 1.8999
7766247 |  | Floors | Existing - ATC | Floor: C_SL_Concrete Slab_T_250mm | 01-01-01-10-003-30 | Suspended Slab | Cast in Situ |  |  | 155 |  | 2.3011
7772647 |  | Generic Models | New Construction | ATC_Floor Opening (Round): Ø 150
7772652 |  | Generic Models | New Construction | ATC_Floor Opening (Round): Ø 150
7772807 |  | Generic Models | New Construction | ATC_STR Vertical Opening (Round): Ø150
7881031 |  | Floors | Existing - ATC | Floor: Polysterene 300 | 01-01-01-10-005-30 | Suspended Slab | Cast in Situ |  |  | 155 |  | 0.8784
7881040 |  | Floors | Existing - ATC | Floor: Polysterene 300 | 01-01-01-10-005-30 | Suspended Slab | Cast in Situ |  |  | 155 |  | 0.8784
7881076 |  | Floors | Existing - ATC | Floor: Polysterene 300 | 01-01-01-10-005-30 | Suspended Slab | Cast in Situ |  |  | 155 |  | 0.8784
7881112 |  | Floors | Existing - ATC | Floor: Polysterene 300 | 01-01-01-10-005-30 | Suspended Slab | Cast in Situ |  |  | 155 |  | 0.36143
7881229 |  | Floors | Existing - ATC | Floor: Polysterene 300 | 01-01-01-10-005-30 | Suspended Slab | Cast in Situ |  |  | 155 |  | 0.54734
7881238 |  | Floors | Existing - ATC | Floor: Polysterene 300 | 01-01-01-10-005-30 | Suspended Slab | Cast in Situ |  |  | 155 |  | 0.54734
7881283 |  | Floors | Existing - ATC | Floor: Polysterene 300 | 01-01-01-10-005-30 | Suspended Slab | Cast in Situ |  |  | 155 |  | 0.54734
7914031 |  | Floors | Existing - ATC | Floor: C_SL_Concrete Slab_T_250mm | 01-01-01-10-005-30 | Suspended Slab | Cast in Situ |  |  | 155 |  | 5.1471
7914067 |  | Floors | Existing - ATC | Floor: C_SL_Concrete Slab_T_250mm | 01-01-01-10-005-30 | Suspended Slab | Cast in Situ |  |  | 155 |  | 5.361
7956528 |  | Walls | Existing - ATC | Basic Wall: C_WAL_CW_Concrete Wall_T_500mm | 01-01-01-10-001-30 | Wall | Cast in Situ |  |  | 132.04 |  | 35.6446
7956573 |  | Floors: Slab Edges | Existing - ATC | Slab Edge: Slab Edge 250x250 | [7 empty] | 1.198
7963369 |  | Floors: Slab Edges | Existing - ATC | Slab Edge: Slab Edge 250x250 | [7 empty] | 0.3435
8151902 |  | Floors | New Construction | Floor: C_SL_Concrete Slab_T_100mm | 01-01-01-10-003-30 | Suspended Slab | Cast in Situ |  |  | 155 |  | 0.3
8181776 |  | Floors | Existing - ATC | Floor: C_SL_Concrete Slab_T_900mm | 01-01-01-10-002-30 | Suspended Slab | Cast in Situ |  |  | 155 |  | 11.4562
8181783 |  | Generic Models | New Construction | ATC_Floor Opening: 300 x 5125 x 250
8243943 |  | Floors | New Construction | Floor: C_SL_White Concrete Slab_T_150mm | 01-01-01-09-003-30 | Suspended Slab | Cast in Situ |  |  | 155 |  | 0.13239
8267517 |  | Generic Models | New Construction | ATC_STR Vertical Opening (Round): ATC_STR Vertical Opening (Round)
8267590 |  | Generic Models | New Construction | ATC_STR Vertical Opening (Rectangle): ATC_STR Vertical Opening (Rectangle)
8267663 |  | Generic Models | New Construction | ATC_STR Vertical Opening (Round): ATC_STR Vertical Opening (Round)
8267719 |  | Generic Models | New Construction | ATC_STR Vertical Opening (Round): ATC_STR Vertical Opening (Round)
8267766 |  | Generic Models | New Construction | ATC_STR Vertical Opening (Round): ATC_STR Vertical Opening (Round)
8267779 |  | Generic Models | New Construction | ATC_STR Vertical Opening (Rectangle): ATC_STR Vertical Opening (Rectangle)
8271861 |  | Generic Models | New Construction | ATC_STR Vertical Opening (Round): Ø50
8271866 |  | Generic Models | New Construction | ATC_STR Vertical Opening (Rectangle): ATC_STR Vertical Opening (Rectangle)
8271878 |  | Generic Models | New Construction | ATC_STR Vertical Opening (Round): ATC_STR Vertical Opening (Round)
8272001 |  | Generic Models | New Construction | ATC_STR Vertical Opening (Rectangle).0030: 650 x 350
8278380 |  | Generic Models | New Construction | ATC_Floor Opening: 250 x 250 x 500
8278391 |  | Generic Models | New Construction | ATC_Floor Opening (Round): Ø 110
8278399 |  | Generic Models | New Construction | ATC_Floor Opening (Round): Ø 110
8278404 |  | Generic Models | New Construction | ATC_Floor Opening: 250 x 250 x 500
8285997 |  | Floors | New Construction | Floor: C_SL_Concrete Slab_T_1300mm | 01-01-01-09-005-30 | Suspended Slab | Cast in Situ |  |  | 155 |  | 2.1228
8294357 |  | Generic Models | New Construction | ATC_Floor Opening (Round): Ø 110
8294758 |  | Walls | Existing - ATC | Basic Wall: C_WAL_CW_Concrete Wall_T_500mm | 01-01-01-10-002-30 | Wall | Cast in Situ |  |  | 119.75 |  | 57.619
8295346 |  | Generic Models | New Construction | ATC_STR Vertical Opening (Round): Ø150
8295553 |  | Generic Models | New Construction | ATC_STR Vertical Opening (Round): Ø150
8295630 |  | Generic Models | New Construction | ATC_STR Vertical Opening (Round): Ø100
8296178 |  | Generic Models | New Construction | ATC_STR Vertical Opening (Round): Ø100
8296477 |  | Generic Models | New Construction | ATC_STR Vertical Opening (Round): Ø100
8296630 |  | Generic Models | New Construction | ATC_STR Vertical Opening (Round): Ø100
8298453 |  | Generic Models | New Construction | ATC_STR Vertical Opening (Round): Ø110
8309185 |  | Floors | New Construction | Floor: C_SL_Concrete Slab_T_300mm | 01-01-01-09-004-30 | Suspended Slab | Cast in Situ |  |  | 155 |  | 3.4953
8309308 |  | Walls | New Construction | Basic Wall: C_WAL_CW_Concrete Wall_T_100mm | 01-01-01-10-004-30 | Upstand | Cast in Situ |  |  | 163.8 |  | 0.041252
8309318 |  | Walls | New Construction | Basic Wall: C_WAL_CW_Concrete Wall_T_100mm | 01-01-01-10-004-30 | Upstand | Cast in Situ |  |  | 163.8 |  | 0.051081
8315574 |  | Floors | Existing - ATC | Floor: C_SL_Concrete Slab_T_300mm | 01-01-01-10-003-30 | Suspended Slab | Cast in Situ |  |  | 155 |  | 3.2948
8341779 |  | Stairs | New Construction | Cast-In-Place Stair: Concrete_STR-5 | 01-01-01-09-003-30 | Stair | Cast In Situ |  |  | 121.27
8342749 |  | Generic Models | New Construction | ATC_STR Vertical Opening (Round): ATC_STR Vertical Opening (Round)
8342853 |  | Generic Models | New Construction | ATC_STR Vertical Opening (Round): ATC_STR Vertical Opening (Round)
8350647 |  | Generic Models | New Construction | ATC_STR Vertical Opening (Round): ATC_STR Vertical Opening (Round)
8350675 |  | Generic Models | Existing - ATC | ATC_STR Vertical Opening (Round): ATC_STR Vertical Opening (Round)
8350681 |  | Generic Models | Existing - ATC | ATC_STR Vertical Opening (Round): ATC_STR Vertical Opening (Round)
8350703 |  | Generic Models | New Construction | ATC_STR Vertical Opening (Rectangle).0030: 900x500
8350713 |  | Generic Models | New Construction | ATC_STR Vertical Opening (Round): ATC_STR Vertical Opening (Round)
8350721 |  | Generic Models | New Construction | ATC_STR Vertical Opening (Round): ATC_STR Vertical Opening (Round)
8350855 |  | Generic Models | New Construction | ATC_STR Vertical Opening (Round): ATC_STR Vertical Opening (Round)
8388690 |  | Walls | Existing - ATC | Basic Wall: C_WAL_CW_Concrete Wall_T_375mm | 01-01-01-11-003-30 | Wall | Cast in Situ |  |  | 155.74 |  | 2.4076
8388709 |  | Generic Models | New Construction | ATC_STR Vertical Opening (Rectangle).0030: 200x100
8403698 |  | Walls | Existing - ATC | Basic Wall: C_WAL_CW_Concrete Wall Planted_T_200mm | 01-01-01-10-001-30 | Wall | Cast in Situ |  |  | 132.04 |  | 0.159
8403700 |  | Walls | Existing - ATC | Basic Wall: C_WAL_CW_Concrete Wall Planted_T_200mm | 01-01-01-10-001-30 | Wall | Cast in Situ |  |  | 132.04 |  | 0.13262
8403702 |  | Walls | Existing - ATC | Basic Wall: C_WAL_CW_Concrete Wall Planted_T_200mm | 01-01-01-10-001-30 | Wall | Cast in Situ |  |  | 132.04 |  | 0.159
8403704 |  | Walls | Existing - ATC | Basic Wall: C_WAL_CW_Concrete Wall Planted_T_200mm | 01-01-01-10-001-30 | Wall | Cast in Situ |  |  | 132.04 |  | 0.13262
8413805 |  | Walls | Existing - ATC | Basic Wall: C_WAL_CW_Concrete Wall Planted_T_250mm | 01-01-01-10-003-30 | Wall | Cast in Situ |  |  | 155.74 |  | 6.518
8414248 |  | Walls | Existing - ATC | Basic Wall: C_WAL_CW_Concrete Wall Planted_T_250mm | 01-01-01-10-003-30 | Wall | Cast in Situ |  |  | 155.74 |  | 6.518
8417670 |  | Floors | Existing - ATC | Floor: 50_GALVANIZED STEEL GRATING | 01-01-01-10-003-30 | [6 empty] | 1.2506
8450470 |  | Walls | New Construction | Basic Wall: C_WAL_CW_Concrete Wall_T_450mm | 01-01-01-10-003-30 | Wall | Cast in Situ |  |  | 155.74 |  | 13.9137
8514087 |  | Generic Models | New Construction | ATC_Floor Opening: 200 x 200 x 400
8514110 |  | Generic Models | New Construction | ATC_Floor Opening: 250 x 250 x 400
8514129 |  | Generic Models | New Construction | ATC_Floor Opening: 200 x 200 x 400
8537656 |  | Walls | New Construction | Basic Wall: C_WAL_CW_Concrete Wall_T_100mm | 01-01-01-10-004-30 | Upstand | Cast in Situ |  |  | 163.8 |  | 0.15427
8537824 |  | Walls | New Construction | Basic Wall: C_WAL_CW_Concrete Wall_T_100mm | 01-01-01-10-004-30 | Upstand | Cast in Situ |  |  | 163.8 |  | 0.11374
8539080 |  | Floors | Existing - ATC | Floor: C_SL_Concrete Slab_T_300mm | 01-01-01-10-003-30 | Suspended Slab | Cast in Situ |  |  | 155 |  | 1.3075
8547385 |  | Walls | Existing - ATC | Basic Wall: C_WAL_CW_Concrete Wall_T_450mm | 01-01-01-10-004-30 | Wall | Cast in Situ |  |  | 163.8 |  | 3.0334
8559717 |  | Floors | Existing - ATC | Floor: C_SL_Concrete Slab_T_400mm | 01-01-01-10-003-30 | Suspended Slab | Cast in Situ |  |  | 155 |  | 0.79728
8559728 |  | Walls | New Construction | Basic Wall: C_WAL_CW_Concrete Wall_T_550mm | 01-01-01-10-004-30 | Wall | Cast in Situ |  |  | 163.8 |  | 0.058903
8559730 |  | Walls | New Construction | Basic Wall: C_WAL_CW_Concrete Wall_T_550mm | 01-01-01-10-004-30 | Wall | Cast in Situ |  |  | 163.8 |  | 0.061215
8614057 |  | Generic Models | New Construction | ATC_Ceiling Hangers_1: ATC_Ceiling Hangers_1 | 01-01-01-09-005-30 | [6 empty] | 0.00042875
8614076 |  | Generic Models | New Construction | ATC_Ceiling Hangers_1: ATC_Ceiling Hangers_1 | 01-01-01-09-005-30 | [6 empty] | 0.00042875
8614095 |  | Generic Models | New Construction | ATC_Ceiling Hangers_1: ATC_Ceiling Hangers_1 | 01-01-01-09-005-30 | [6 empty] | 0.00042875
8614114 |  | Generic Models | New Construction | ATC_Ceiling Hangers_1: ATC_Ceiling Hangers_1 | 01-01-01-09-005-30 | [6 empty] | 0.00042875
8614154 |  | Generic Models | New Construction | ATC_Ceiling Hangers_1: ATC_Ceiling Hangers_1 | 01-01-01-09-005-30 | [6 empty] | 0.00038011
8649252 |  | Structural Framing | Existing - ATC | C_BEA_CB_Concrete Beams_BxH_: 1250x1600mm | 01-01-01-09-005-30 | Suspended Beam | Cast in Situ |  |  | 267.07 |  | 6.6731
8650703 |  | Structural Framing | Existing - ATC | C_BEA_CB_Concrete Beams_BxH_: 1350x1600mm | 01-01-01-09-005-30 | Suspended Beam | Cast in Situ |  |  | 267.07 |  | 11.2354
8654898 |  | Structural Framing | Existing - ATC | C_BEA_CB_Concrete Beams_BxH_: 1000x 1600mm | 01-01-01-09-005-30 | Suspended Beam | Cast in Situ |  |  | 267.07 |  | 4.5553
8654918 |  | Structural Framing | Existing - ATC | C_BEA_CB_Concrete Beams_BxH_: 900x1450mm | 01-01-01-09-005-30 | Suspended Beam | Cast in Situ |  |  | 267.07 |  | 2.1181
8658114 |  | Structural Framing | Existing - ATC | C_BEA_CB_Concrete Beams_BxH_: 1000x1450mm | 01-01-01-09-005-30 | Suspended Beam | Cast in Situ |  |  | 267.07 |  | 2.5161
8673428 |  | Structural Framing | Existing - ATC | C_BEA_CB_Concrete Beams_BxH_: 750x1700mm | 01-01-01-09-005-30 | Suspended Beam | Cast in Situ |  |  | 267.07 |  | 0.44937
8699062 |  | Generic Models | New Construction | ATC_Floor Opening (Round): Ø 160
8703565 |  | Generic Models | New Construction | ATC_STR Vertical Opening (Rectangle): 125x125x100
8707288 |  | Generic Models | New Construction | ATC_STR Vertical Opening (Round): Ø200
8713872 |  | Generic Models | New Construction | ATC_STR Vertical Opening (Round): Ø200
8716795 |  | Generic Models | New Construction | ATC_STR Vertical Opening (Rectangle): 125x125x100
8744584 |  | Generic Models | New Construction | ATC_STR Vertical Opening (Rectangle).0030: 600x600
8745015 |  | Generic Models | New Construction | ATC_STR Vertical Opening (Round): Ø150
8745016 |  | Generic Models | New Construction | ATC_STR Vertical Opening (Round): Ø150
8760591 |  | Generic Models | New Construction | ATC_STR Vertical Opening (Round): Ø80
8771010 |  | Walls | Existing - ATC | Basic Wall: C_WAL_CW_Concrete Wall Planted_T_200mm | 01-01-01-09-003-30 | Wall | Cast in Situ |  |  | 155.74 |  | 1.113
8847746 |  | Floors | New Construction | GA TC05: GA TC05 | 01-01-01-09-005-30
8878491 |  | Generic Models | New Construction | ATC_Ceiling Hanger Column: ATC_Ceiling Hanger Column | 01-01-01-09-005-30 | [6 empty] | 0.14195
8878494 |  | Generic Models | New Construction | ATC_Ceiling Hanger Column: ATC_Ceiling Hanger Column | 01-01-01-09-005-30 | [6 empty] | 0.24027
8878497 |  | Generic Models | New Construction | ATC_Ceiling Hanger Column: ATC_Ceiling Hanger Column | 01-01-01-09-005-30 | [6 empty] | 0.14195
8878499 |  | Generic Models | New Construction | ATC_Ceiling Hanger Column: ATC_Ceiling Hanger Column | 01-01-01-09-005-30 | [6 empty] | 0.14195
8878501 |  | Generic Models | New Construction | ATC_Ceiling Hanger Column: ATC_Ceiling Hanger Column | 01-01-01-09-005-30 | [6 empty] | 0.24027
8878504 |  | Generic Models | New Construction | ATC_Ceiling Hanger Column: ATC_Ceiling Hanger Column | 01-01-01-09-005-30 | [6 empty] | 0.24027
8878506 |  | Generic Models | New Construction | ATC_Ceiling Hanger Column: ATC_Ceiling Hanger Column | 01-01-01-09-005-30 | [6 empty] | 0.12683
8878507 |  | Generic Models | New Construction | ATC_Ceiling Hanger Column: ATC_Ceiling Hanger Column | 01-01-01-09-005-30 | [6 empty] | 0.12683
8878508 |  | Generic Models | New Construction | ATC_Ceiling Hanger Column: ATC_Ceiling Hanger Column | 01-01-01-09-005-30 | [6 empty] | 0.12683
8878510 |  | Generic Models | New Construction | ATC_Ceiling Hanger Column: ATC_Ceiling Hanger Column | 01-01-01-09-005-30 | [6 empty] | 0.14195
8878511 |  | Generic Models | New Construction | ATC_Ceiling Hanger Column: ATC_Ceiling Hanger Column | 01-01-01-09-005-30 | [6 empty] | 0.14195
8878512 |  | Generic Models | New Construction | ATC_Ceiling Hanger Column: ATC_Ceiling Hanger Column | 01-01-01-09-005-30 | [6 empty] | 0.14195
8878513 |  | Generic Models | New Construction | ATC_Ceiling Hanger Column: ATC_Ceiling Hanger Column | 01-01-01-09-005-30 | [6 empty] | 0.12683
8878514 |  | Generic Models | New Construction | ATC_Ceiling Hanger Column: ATC_Ceiling Hanger Column | 01-01-01-09-005-30 | [6 empty] | 0.20623
8878515 |  | Generic Models | New Construction | ATC_Ceiling Hanger Column: ATC_Ceiling Hanger Column | 01-01-01-09-005-30 | [6 empty] | 0.12683
8878516 |  | Generic Models | New Construction | ATC_Ceiling Hanger Column: ATC_Ceiling Hanger Column | 01-01-01-09-005-30 | [6 empty] | 0.12683
8901958 |  | Generic Models | New Construction | ATC_Ceiling Hangers_1: ATC_Ceiling Hangers_1 | 01-01-01-09-005-30 | [6 empty] | 0.00038011
8922644 |  | Floors | New Construction | Floor: C_SL_Concrete Slab_T_300mm | 01-01-01-08-006-30 | Suspended Slab | Cast in Situ |  |  | 171.23 |  | 2.5843
8953834 |  | Generic Models | New Construction | ATC_STR Vertical Opening (Rectangle): ATC_STR Vertical Opening (Rectangle)
8965335 |  | Walls | Existing - ATC | Basic Wall: C_WAL_PW_Planted Wall_T_350mm | 01-01-01-09-005-30 | Wall | Cast in Situ |  |  | 166.6 |  | 1.386
8965342 |  | Walls | Existing - ATC | Basic Wall: C_WAL_PW_Planted Wall_T_350mm | 01-01-01-09-005-30 | Wall | Cast in Situ |  |  | 166.6 |  | 0.9375
8967897 |  | Structural Framing | Existing - ATC | C_BEA_CB_Concrete Beams_BxH_: 1250x1000mm | 01-01-01-09-005-30 | Suspended Beam | Cast in Situ |  |  | 267.07 |  | 1.6853
8970240 |  | Walls | Existing - ATC | Basic Wall: C_WAL_CW_Concrete Wall Planted_T_200mm | 01-01-01-09-004-30 | Wall | Cast in Situ |  |  | 163.8 |  | 0.076231
8992157 |  | Structural Framing | New Construction | C_BEA_CB_Concrete Beams_BxH_: 350x3347.5mm | 01-01-01-09-006-30 | Suspended Beam | Cast in Situ |  |  | 333.51 |  | 1.5627
8992166 |  | Structural Framing | Existing - ATC | C_BEA_CB_Concrete Beams_BxH_: 350x4185mm | 01-01-01-09-006-30 | Suspended Beam | Cast in Situ |  |  | 333.51
8992173 |  | Structural Framing | New Construction | C_BEA_CB_Concrete Beams_BxH_: 350x4750mm | 01-01-01-09-006-30 | Suspended Beam | Cast in Situ |  |  | 333.51 |  | 0.00026437
8992199 |  | Structural Framing | New Construction | C_BEA_CB_Concrete Beams_BxH_: 500x1600mm | 01-01-01-09-006-30 | Suspended Beam | Cast in Situ |  |  | 333.51 |  | 7.8729
9050281 |  | Generic Models | New Construction | ATC_STR Vertical Opening (Round): ATC_STR Vertical Opening (Round)
9068216 |  | Generic Models | New Construction | ATC_STR Vertical Opening (Rectangle): ATC_STR Vertical Opening (Rectangle)
9166001 |  | Walls | New Construction | Basic Wall: C_WAL_CW_Concrete Wall_T_200mm | 01-01-01-10-004-30 | Wall | Cast in Situ |  |  | 163.8 |  | 0.082
9166005 |  | Walls | New Construction | Basic Wall: C_WAL_CW_Concrete Wall_T_200mm | 01-01-01-10-004-30 | Wall | Cast in Situ |  |  | 163.8 |  | 0.0746
9167583 |  | Generic Models | New Construction | ATC_Floor Opening: 6000 x 3700 x 400
9167612 |  | Generic Models | New Construction | ATC_Floor Opening: 3425 x 8875 x 400
9209254 |  | Floors | New Construction | Floor: C_SL_Concrete Slab_T_600mm | 01-01-01-10-004-30 | Suspended Slab | Cast in Situ |  |  | 155 |  | 0.24748
9209292 |  | Walls | New Construction | Basic Wall: C_WAL_CW_Concrete Wall_T_100mm | 01-01-01-10-004-30 | Upstand | Cast in Situ |  |  | 163.8 |  | 0.065614
9209301 |  | Floors | New Construction | Floor: C_SL_Concrete Slab_T_600mm | 01-01-01-10-004-30 | Suspended Slab | Cast in Situ |  |  | 155 |  | 0.24748
9225155 |  | Floors | Existing - ATC | Floor: C_SL_Concrete Slab_T_200mm | 01-01-01-09-005-30 | Suspended Slab | Cast in Situ |  |  | 155 |  | 0.18248
9321522 |  | Structural Framing | New Construction | C_BEA_CB_Concrete Beams_BxH_: 700x1500mm | 01-01-01-09-006-30 | Suspended Beam | Cast in Situ |  |  | 333.51 |  | 6.09
9321530 |  | Structural Framing | New Construction | C_BEA_CB_Concrete Beams_BxH_: 700x1500mm | 01-01-01-09-006-30 | Suspended Beam | Cast in Situ |  |  | 333.51 |  | 6.09
9321536 |  | Structural Framing | New Construction | C_BEA_CB_Concrete Beams_BxH_: 700x1500mm | 01-01-01-09-006-30 | Suspended Beam | Cast in Situ |  |  | 333.51 |  | 6.09
9321542 |  | Structural Framing | New Construction | C_BEA_CB_Concrete Beams_BxH_: 700x1500mm | 01-01-01-09-006-30 | Suspended Beam | Cast in Situ |  |  | 333.51 |  | 6.09
9321548 |  | Structural Framing | Existing - ATC | C_BEA_CB_Concrete Beams_BxH_: 500x3000mm | 01-01-01-09-006-30 | Suspended Beam | Cast in Situ |  |  | 333.51 |  | 28.2487
9326749 |  | Walls | New Construction | Basic Wall: C_WAL_CW_Concrete Wall_T_100mm | 01-01-01-10-004-30 | Upstand | Cast in Situ |  |  | 163.8 |  | 0.041251
9329205 |  | Generic Models | New Construction | ATC_STR Vertical Opening (Rectangle): 300x3280x100
9329207 |  | Generic Models | New Construction | ATC_STR Vertical Opening (Rectangle): 300x3280x100
9359183 |  | Walls | Existing - ATC | Basic Wall: C_WAL_CW_Concrete Wall_T_600mm | 01-01-01-09-002-30 | Wall | Cast in Situ |  |  | 119.75 |  | 6.237
9366625 |  | Generic Models | New Construction | ATC_Floor Opening: 200 x 200 x 200
9366648 |  | Generic Models | New Construction | ATC_Floor Opening: 200 x 200 x 200
9366668 |  | Generic Models | New Construction | ATC_STR Vertical Opening (Rectangle): 200x200x500
9386180 |  | Floors | Existing - ATC | Floor: C_SL_Concrete Slab_T_300mm | 01-01-01-09-003-30 | Suspended Slab | Cast in Situ |  |  | 155 |  | 0.216
9386223 |  | Walls | New Construction | Walls 136: Walls 136 | 01-01-01-09-003-30
9386228 |  | Floors | Existing - ATC | Floor: C_SL_Concrete Slab_T_300mm | 01-01-01-09-003-30 | Suspended Slab | Cast in Situ |  |  | 155 |  | 0.081
9386258 |  | Walls | New Construction | Walls 137: Walls 137 | 01-01-01-09-003-30
9386263 |  | Floors | Existing - ATC | Floor: C_SL_Concrete Slab_T_300mm | 01-01-01-09-003-30 | Suspended Slab | Cast in Situ |  |  | 155 |  | 0.081
9395776 |  | Floors | New Construction | Floor: C_SL_Concrete Slab_T_1300mm | 01-01-01-13-005-30 | Suspended Slab | Cast in Situ |  |  | 155 |  | 3.9035
9397918 |  | Walls | New Construction | Basic Wall: C_WAL_CW_Concrete Wall_T_100mm | 01-01-01-10-005-30 | Upstand | Cast in Situ |  |  | 166.6 |  | 0.063374
9422547 |  | Walls | Existing - ATC | Basic Wall: C_WAL_CW_Concrete Wall_T_750mm | 01-01-01-10-004-30 | Wall | Cast in Situ |  |  | 163.8 |  | 38.6049
9422549 |  | Walls | Existing - ATC | Basic Wall: C_WAL_CW_Concrete Wall_T_750mm | 01-01-01-10-004-30 | Wall | Cast in Situ |  |  | 163.8 |  | 28.8234
9422598 |  | Walls | Existing - ATC | Basic Wall: C_WAL_CW_Concrete Wall_T_750mm | 01-01-01-10-004-30 | Wall | Cast in Situ |  |  | 163.8 |  | 5.3851
9422636 |  | Walls | New Construction | Basic Wall: C_WAL_CW_Concrete Wall_T_100mm | 01-01-01-11-006-30 | Upstand | Cast in Situ |  |  | 175.03 |  | 0.0525
9422642 |  | Walls | New Construction | Basic Wall: C_WAL_CW_Concrete Wall_T_100mm | 01-01-01-11-006-30 | Upstand | Cast in Situ |  |  | 175.03 |  | 0.054
9422654 |  | Floors | New Construction | Floor: C_SL_Concrete Slab_T_300mm | 01-01-01-09-005-30 | Suspended Slab | Cast in Situ |  |  | 155 |  | 108.1756
9425084 |  | Generic Models | New Construction | ATC_STR Vertical Opening (Rectangle).0030: 500X400
9426689 |  | Generic Models | New Construction | ATC_STR Vertical Opening (Round): Ø200
9426697 |  | Generic Models | New Construction | ATC_STR Vertical Opening (Round): Ø200
9430774 |  | Generic Models | New Construction | ATC_STR Vertical Opening (Round): ATC_STR Vertical Opening (Round)
9430790 |  | Generic Models | New Construction | ATC_STR Vertical Opening (Round): ATC_STR Vertical Opening (Round)
9430799 |  | Generic Models | New Construction | ATC_STR Vertical Opening (Round): ATC_STR Vertical Opening (Round)
9430800 |  | Generic Models | New Construction | ATC_STR Vertical Opening (Round): ATC_STR Vertical Opening (Round)
9430818 |  | Generic Models | New Construction | ATC_STR Vertical Opening (Round): Ø200
9430831 |  | Generic Models | New Construction | ATC_STR Vertical Opening (Round): Ø200
9432019 |  | Generic Models | New Construction | ATC_STR Vertical Opening (Round): Ø200
9432080 |  | Generic Models | New Construction | ATC_STR Vertical Opening (Round): Ø200
9432117 |  | Generic Models | New Construction | ATC_STR Vertical Opening (Round): Ø200
9432118 |  | Generic Models | New Construction | ATC_STR Vertical Opening (Round): Ø200
9444683 |  | Generic Models | New Construction | ATC_STR Vertical Opening (Rectangle): ATC_STR Vertical Opening (Rectangle)
9444738 |  | Generic Models | New Construction | ATC_STR Vertical Opening (Rectangle): ATC_STR Vertical Opening (Rectangle)
9444747 |  | Generic Models | New Construction | ATC_STR Vertical Opening (Rectangle): ATC_STR Vertical Opening (Rectangle)
9445612 |  | Walls | New Construction | Basic Wall: C_WAL_CW_Concrete Wall_T_350mm | 01-01-01-13-005-30 | Wall | Cast in Situ |  |  | 166.6 |  | 2.9831
9449363 |  | Walls | New Construction | Basic Wall: C_WAL_CW_Concrete Wall_T_350mm | 01-01-01-09-004-30 | Wall | Cast in Situ |  |  | 163.8 |  | 2.2892
9453747 |  | Generic Models | New Construction | ATC_STR Vertical Opening (Round): ATC_STR Vertical Opening (Round)
9453752 |  | Generic Models | New Construction | ATC_STR Vertical Opening (Round): ATC_STR Vertical Opening (Round)
9453767 |  | Generic Models | New Construction | ATC_STR Vertical Opening (Round): ATC_STR Vertical Opening (Round)
9453772 |  | Generic Models | New Construction | ATC_STR Vertical Opening (Round): ATC_STR Vertical Opening (Round)
9453778 |  | Generic Models | New Construction | ATC_STR Vertical Opening (Round): ATC_STR Vertical Opening (Round)
9453799 |  | Generic Models | New Construction | ATC_STR Vertical Opening (Round): ATC_STR Vertical Opening (Round)
9453805 |  | Generic Models | New Construction | ATC_STR Vertical Opening (Round): ATC_STR Vertical Opening (Round)
9453811 |  | Generic Models | New Construction | ATC_STR Vertical Opening (Round): ATC_STR Vertical Opening (Round)
9453817 |  | Generic Models | New Construction | ATC_STR Vertical Opening (Round): ATC_STR Vertical Opening (Round)
9453823 |  | Generic Models | New Construction | ATC_STR Vertical Opening (Round): ATC_STR Vertical Opening (Round)
9453829 |  | Generic Models | New Construction | ATC_STR Vertical Opening (Round): ATC_STR Vertical Opening (Round)
9453835 |  | Generic Models | New Construction | ATC_STR Vertical Opening (Round): ATC_STR Vertical Opening (Round)
9453841 |  | Generic Models | New Construction | ATC_STR Vertical Opening (Round): ATC_STR Vertical Opening (Round)
9453848 |  | Generic Models | New Construction | ATC_STR Vertical Opening (Round): ATC_STR Vertical Opening (Round)
9453866 |  | Generic Models | New Construction | ATC_STR Vertical Opening (Round): ATC_STR Vertical Opening (Round)
9453872 |  | Generic Models | New Construction | ATC_STR Vertical Opening (Round): ATC_STR Vertical Opening (Round)
9453878 |  | Generic Models | New Construction | ATC_STR Vertical Opening (Round): ATC_STR Vertical Opening (Round)
9453891 |  | Generic Models | New Construction | ATC_STR Vertical Opening (Round): ATC_STR Vertical Opening (Round)
9453910 |  | Generic Models | New Construction | ATC_STR Vertical Opening (Round): ATC_STR Vertical Opening (Round)
9453916 |  | Generic Models | New Construction | ATC_STR Vertical Opening (Round): ATC_STR Vertical Opening (Round)
9453922 |  | Generic Models | New Construction | ATC_STR Vertical Opening (Round): ATC_STR Vertical Opening (Round)
9453928 |  | Generic Models | New Construction | ATC_STR Vertical Opening (Round): ATC_STR Vertical Opening (Round)
9453934 |  | Generic Models | New Construction | ATC_STR Vertical Opening (Round): ATC_STR Vertical Opening (Round)
9453940 |  | Generic Models | New Construction | ATC_STR Vertical Opening (Round): ATC_STR Vertical Opening (Round)
9453946 |  | Generic Models | New Construction | ATC_STR Vertical Opening (Round): ATC_STR Vertical Opening (Round)
9453952 |  | Generic Models | New Construction | ATC_STR Vertical Opening (Round): ATC_STR Vertical Opening (Round)
9453958 |  | Generic Models | New Construction | ATC_STR Vertical Opening (Round): ATC_STR Vertical Opening (Round)
9453964 |  | Generic Models | New Construction | ATC_STR Vertical Opening (Round): ATC_STR Vertical Opening (Round)
9453982 |  | Generic Models | New Construction | ATC_STR Vertical Opening (Round): ATC_STR Vertical Opening (Round)
9453988 |  | Generic Models | New Construction | ATC_STR Vertical Opening (Round): ATC_STR Vertical Opening (Round)
9453994 |  | Generic Models | New Construction | ATC_STR Vertical Opening (Round): ATC_STR Vertical Opening (Round)
9485802 |  | Generic Models | New Construction | ATC_STR Vertical Opening (Round): Ø150
9485808 |  | Generic Models | New Construction | ATC_STR Vertical Opening (Round): Ø150
9485813 |  | Generic Models | New Construction | ATC_STR Vertical Opening (Round): Ø150
9485818 |  | Generic Models | New Construction | ATC_STR Vertical Opening (Round): Ø150
9485819 |  | Generic Models | New Construction | ATC_STR Vertical Opening (Round): Ø150
9485820 |  | Generic Models | New Construction | ATC_STR Vertical Opening (Round): Ø150
9485833 |  | Generic Models | New Construction | ATC_STR Vertical Opening (Round): Ø150
9485843 |  | Generic Models | New Construction | ATC_STR Vertical Opening (Round): Ø150
9485844 |  | Generic Models | New Construction | ATC_STR Vertical Opening (Round): Ø150
9485853 |  | Generic Models | New Construction | ATC_STR Vertical Opening (Round): Ø150
9485854 |  | Generic Models | New Construction | ATC_STR Vertical Opening (Round): Ø150
9485953 |  | Walls | Existing - ATC | Basic Wall: C_WAL_CW_Concrete Wall_T_300mm | 01-01-01-09-003-30 | Wall | Cast in Situ |  |  | 155.74 |  | 0.621
9485971 |  | Walls | Existing - ATC | Basic Wall: C_WAL_CW_Concrete Wall_T_300mm | 01-01-01-09-003-30 | Wall | Cast in Situ |  |  | 155.74 |  | 1.215
9486396 |  | Floors | Existing - ATC | Floor: C_SL_Concrete Slab_T_300mm | 01-01-01-09-003-30 | Suspended Slab | Cast in Situ |  |  | 155 |  | 0.216
9486428 |  | Floors | Existing - ATC | Floor: C_SL_Concrete Slab_T_300mm | 01-01-01-09-003-30 | Suspended Slab | Cast in Situ |  |  | 155 |  | 0.162
9489808 |  | Generic Models | New Construction | ATC_STR Vertical Opening (Round): Ø50
9531525 |  | Generic Models | New Construction | ATC_Floor Opening: 1500 x 1150
9532686 |  | Generic Models | New Construction | ATC_Floor Opening: 250 x 250 x 500
9533835 |  | Generic Models | New Construction | ATC_General Surface Opening_01: ATC_General Surface Opening_01
9534115 |  | Generic Models | New Construction | ATC_General Surface Opening_01: ATC_General Surface Opening_01
9534160 |  | Generic Models | New Construction | ATC_General Surface Opening_01: ATC_General Surface Opening_01
9534172 |  | Generic Models | New Construction | ATC_General Surface Opening_01: ATC_General Surface Opening_01
9534216 |  | Generic Models | New Construction | ATC_General Surface Opening_01: ATC_General Surface Opening_01
9534228 |  | Generic Models | New Construction | ATC_General Surface Opening_01: ATC_General Surface Opening_01
9534272 |  | Generic Models | New Construction | ATC_General Surface Opening_01: ATC_General Surface Opening_01
9536509 |  | Structural Framing | New Construction | C_BEA_CB_Concrete Beams_BxH_: 600x1600mm | 01-01-01-09-006-30 | Suspended Beam | Cast in Situ |  |  | 333.51 |  | 0.882
9536623 |  | Structural Framing | New Construction | C_BEA_CB_Concrete Beams_BxH_: 500x1500mm | 01-01-01-09-006-30 | Suspended Beam | Cast in Situ |  |  | 333.51 |  | 3.341
9536682 |  | Structural Framing | New Construction | C_BEA_CB_Concrete Beams_BxH_: 500x1500mm | 01-01-01-09-006-30 | Suspended Beam | Cast in Situ |  |  | 333.51 |  | 2.64
9536726 |  | Structural Framing | New Construction | C_BEA_CB_Concrete Beams_BxH_: 700x1500mm | 01-01-01-09-006-30 | Suspended Beam | Cast in Situ |  |  | 333.51 |  | 9.387
9536734 |  | Structural Framing | New Construction | C_BEA_CB_Concrete Beams_BxH_: 700x1500mm | 01-01-01-09-006-30 | Suspended Beam | Cast in Situ |  |  | 333.51 |  | 9.387
9536740 |  | Structural Framing | New Construction | C_BEA_CB_Concrete Beams_BxH_: 700x1500mm | 01-01-01-09-006-30 | Suspended Beam | Cast in Situ |  |  | 333.51 |  | 9.7548
9536744 |  | Structural Framing | New Construction | C_BEA_CB_Concrete Beams_BxH_: 700x1500mm | 01-01-01-09-006-30 | Suspended Beam | Cast in Situ |  |  | 333.51 |  | 9.387
9536802 |  | Floors | New Construction | Floor: C_SL_Concrete Slab_T_600mm | 01-01-01-09-005-30 | Suspended Slab | Cast in Situ |  |  | 155 |  | 0.38789
9536819 |  | Structural Columns | New Construction | C_COL_CC_Concrete Columns Square_BxH_: 400x400mm | 01-01-01-09-006-30 | Rectangular Column | Cast in Situ |  |  | 272.1 |  | 0.536
9536825 |  | Structural Columns | New Construction | C_COL_CC_Concrete Columns Rectangular_BxH_: 400x400mm | 01-01-01-09-006-30 | Rectangular Column | Cast in Situ |  |  | 272.1 |  | 0.536
9536837 |  | Structural Columns | New Construction | C_COL_CC_Concrete Columns Rectangular_BxH_: 400x400mm | 01-01-01-09-006-30 | Rectangular Column | Cast in Situ |  |  | 272.1 |  | 0.53603
9536843 |  | Structural Columns | New Construction | C_COL_CC_Concrete Columns Rectangular_BxH_: 400x400mm | 01-01-01-09-006-30 | Rectangular Column | Cast in Situ |  |  | 272.1 |  | 0.53606
9536849 |  | Structural Columns | New Construction | C_COL_CC_Concrete Columns Rectangular_BxH_: 400x400mm | 01-01-01-09-006-30 | Rectangular Column | Cast in Situ |  |  | 272.1 |  | 0.53617
9536855 |  | Structural Columns | New Construction | C_COL_CC_Concrete Columns Square_BxH_: 400x400mm PLANTED | 01-01-01-09-006-30 | Rectangular Column | Cast in Situ |  |  | 272.1 |  | 0.536
9536861 |  | Structural Columns | New Construction | C_COL_CC_Concrete Columns Square_BxH_: 400x400mm PLANTED | 01-01-01-09-006-30 | Rectangular Column | Cast in Situ |  |  | 272.1 |  | 0.5361
9536867 |  | Structural Columns | New Construction | C_COL_CC_Concrete Columns Square_BxH_: 400x400mm PLANTED | 01-01-01-09-006-30 | Rectangular Column | Cast in Situ |  |  | 272.1 |  | 0.536
9536873 |  | Structural Columns | New Construction | C_COL_CC_Concrete Columns Square_BxH_: 400x400mm PLANTED | 01-01-01-09-006-30 | Rectangular Column | Cast in Situ |  |  | 272.1 |  | 0.536
9541832 |  | Walls | New Construction | Basic Wall: C_WAL_CW_Concrete Wall_T_400mm | 01-01-01-13-007-30 | Wall | Cast in Situ |  |  | 378.93 |  | 0.76619
9541838 |  | Walls | New Construction | Basic Wall: C_WAL_CW_Concrete Wall_T_400mm | 01-01-01-09-007-30 | Wall | Cast in Situ |  |  | 378.93 |  | 3.4178
9541848 |  | Walls | New Construction | Basic Wall: C_WAL_CW_Concrete Wall_T_400mm | 01-01-01-09-007-30 | Wall | Cast in Situ |  |  | 378.93 |  | 1.7407
9569458 |  | Generic Models | New Construction | ATC_STR Vertical Opening (Round): Ø100
9569463 |  | Generic Models | New Construction | ATC_STR Vertical Opening (Round): Ø100
9569473 |  | Generic Models | New Construction | ATC_Floor Opening (Round): Ø 100
9569478 |  | Generic Models | New Construction | ATC_Floor Opening (Round): Ø 100
9578988 |  | Walls | New Construction | Basic Wall: C_WAL_CW_Concrete Wall_T_750mm | 01-01-01-10-004-30 | Wall | Cast in Situ |  |  | 163.8 |  | 0.50625
9578996 |  | Walls | New Construction | Basic Wall: C_WAL_CW_Concrete Wall_T_600mm | 01-01-01-10-004-30 | Wall | Cast in Situ |  |  | 163.8 |  | 0.61296
9579015 |  | Floors | New Construction | Floor: C_SL_Concrete Slab_T_300mm | 01-01-01-09-004-30 | Suspended Slab | Cast in Situ |  |  | 155 |  | 17.5026
9579115 |  | Walls | New Construction | Basic Wall: C_WAL_CW_Concrete Wall_T_100mm | 01-01-01-09-004-30 | Upstand | Cast in Situ |  |  | 163.8 |  | 0.099525
9579158 |  | Walls | New Construction | Basic Wall: C_WAL_CW_Concrete Wall_T_100mm | 01-01-01-10-004-30 | Upstand | Cast in Situ |  |  | 163.8 |  | 0.028553
9579168 |  | Walls | New Construction | Basic Wall: C_WAL_CW_Concrete Wall_T_100mm | 01-01-01-10-004-30 | Upstand | Cast in Situ |  |  | 163.8 |  | 0.04058
9579192 |  | Walls | New Construction | Basic Wall: C_WAL_CW_Concrete Wall_T_100mm | 01-01-01-09-004-30 | Upstand | Cast in Situ |  |  | 163.8 |  | 0.0762
9579216 |  | Walls | New Construction | Basic Wall: C_WAL_CW_Concrete Wall_T_100mm | 01-01-01-10-004-30 | Upstand | Cast in Situ |  |  | 163.8 |  | 0.216
9579875 |  | Generic Models | New Construction | ATC_Floor Opening: 400 x 1000 x 400
9617120 |  | Structural Framing | New Construction | C_BEA_SB_Steel Beams_: 200x75x23 | 01-01-01-10-003-30 | Structural Steel | [5 empty] | 0.0087256
9617140 |  | Structural Framing | New Construction | C_BEA_SB_Steel Beams_: 200x75x23 | 01-01-01-10-003-30 | Structural Steel | [5 empty] | 0.02422
9617146 |  | Structural Framing | New Construction | C_BEA_SB_Steel Beams_: 200x75x23 | 01-01-01-10-003-30 | Structural Steel | [5 empty] | 0.0087256
9617154 |  | Structural Framing | New Construction | C_BEA_SB_Steel Beams_: 200x75x23 | 01-01-01-10-003-30 | Structural Steel | [5 empty] | 0.0087256
9633538 |  | Walls | New Construction | Basic Wall: C_WAL_CW_Concrete Wall Planted_T_250mm | 01-01-01-13-006-30 | Wall | Cast in Situ |  |  | 175.03 |  | 3.8846
9636848 |  | Walls | New Construction | Basic Wall: C_WAL_CW_Concrete Wall Planted_T_300mm | 01-01-01-13-006-30 | Wall | Cast in Situ |  |  | 175.03 |  | 5.7244
9636856 |  | Walls | New Construction | Basic Wall: C_WAL_CW_Concrete Wall Planted_T_250mm | 01-01-01-13-006-30 | Wall | Cast in Situ |  |  | 175.03 |  | 3.6408
9674024 |  | Structural Framing | New Construction | C_BEA_CB_Concrete Beams_BxH_: 600x750mm | 01-01-01-11-006-30 | Suspended Beam | Cast in Situ |  |  | 333.51 |  | 2.8429
9674133 |  | Structural Framing | New Construction | C_BEA_CB_Concrete Beams_BxH_: 600x1000mm | 01-01-01-11-006-30 | Suspended Beam | Cast in Situ |  |  | 333.51 |  | 6.0225
9689436 |  | Structural Framing | New Construction | C_BEA_CB_Concrete Beams_BxH_: 500x650mm | 01-01-01-11-005-30 | Suspended Beam | Cast in Situ |  |  | 267.07 |  | 3.2866
9689506 |  | Structural Framing | New Construction | C_BEA_CB_Concrete Beams_BxH_: 500x650mm | 01-01-01-11-005-30 | Suspended Beam | Cast in Situ |  |  | 267.07 |  | 2.1491
9689614 |  | Structural Framing | New Construction | C_BEA_CB_Concrete Beams_BxH_: 500x650mm | 01-01-01-11-005-30 | Suspended Beam | Cast in Situ |  |  | 267.07 |  | 2.1491
9689620 |  | Structural Framing | New Construction | C_BEA_CB_Concrete Beams_BxH_: 500x650mm | 01-01-01-11-005-30 | Suspended Beam | Cast in Situ |  |  | 267.07 |  | 3.2866
9689626 |  | Structural Framing | New Construction | C_BEA_CB_Concrete Beams_BxH_: 500x650mm | 01-01-01-11-005-30 | Suspended Beam | Cast in Situ |  |  | 267.07 |  | 2.3116
9690616 |  | Structural Framing | New Construction | C_BEA_CB_Concrete Beams_BxH_: 600x750mm | 01-01-01-11-006-30 | Suspended Beam | Cast in Situ |  |  | 333.51 |  | 2.7304
9690628 |  | Structural Framing | New Construction | C_BEA_CB_Concrete Beams_BxH_: 600x1000mm | 01-01-01-11-006-30 | Suspended Beam | Cast in Situ |  |  | 333.51 |  | 4.5675
9690637 |  | Structural Framing | New Construction | C_BEA_CB_Concrete Beams_BxH_: 600x750mm | 01-01-01-11-006-30 | Suspended Beam | Cast in Situ |  |  | 333.51 |  | 2.7304
9690643 |  | Structural Framing | New Construction | C_BEA_CB_Concrete Beams_BxH_: 600x750mm | 01-01-01-11-006-30 | Suspended Beam | Cast in Situ |  |  | 333.51 |  | 2.7304
9690649 |  | Structural Framing | New Construction | C_BEA_CB_Concrete Beams_BxH_: 600x750mm | 01-01-01-11-006-30 | Suspended Beam | Cast in Situ |  |  | 333.51 |  | 2.7304
9690655 |  | Structural Framing | New Construction | C_BEA_CB_Concrete Beams_BxH_: 600x750mm | 01-01-01-11-006-30 | Suspended Beam | Cast in Situ |  |  | 333.51 |  | 2.7304
9690661 |  | Structural Framing | New Construction | C_BEA_CB_Concrete Beams_BxH_: 600x750mm | 01-01-01-11-006-30 | Suspended Beam | Cast in Situ |  |  | 333.51 |  | 2.7304
9690667 |  | Structural Framing | New Construction | C_BEA_CB_Concrete Beams_BxH_: 600x750mm | 01-01-01-11-006-30 | Suspended Beam | Cast in Situ |  |  | 333.51 |  | 2.7304
9690673 |  | Structural Framing | New Construction | C_BEA_CB_Concrete Beams_BxH_: 600x750mm | 01-01-01-11-006-30 | Suspended Beam | Cast in Situ |  |  | 333.51 |  | 2.7304
9692280 |  | Structural Columns | New Construction | C_COL_CC_Concrete Columns Square_BxH_: 600x600mm | 01-01-01-11-004-30 | Rectangular Column | Cast in Situ |  |  | 175.83 |  | 1.746
9692689 |  | Structural Framing | New Construction | C_BEA_CB_Concrete Beams_BxH_: 500x710mm | 01-01-01-11-005-30 | Suspended Beam | Cast in Situ |  |  | 267.07 |  | 3.6374
9693440 |  | Generic Models | New Construction | ATC_STR Vertical Opening (Rectangle): 75x75x35
9693441 |  | Generic Models | New Construction | ATC_STR Vertical Opening (Rectangle): 75x75x35
9693442 |  | Generic Models | New Construction | ATC_STR Vertical Opening (Rectangle): 75x75x35
9693473 |  | Generic Models | New Construction | ATC_STR Vertical Opening (Rectangle): 75x75x35
9693717 |  | Generic Models | New Construction | ATC_STR Vertical Opening (Rectangle): 75x75x35
9693801 |  | Generic Models | New Construction | ATC_STR Vertical Opening (Rectangle): 75x75x35
9694470 |  | Structural Framing | New Construction | C_BEA_CB_Concrete Beams_BxH_: 500x750mm | 01-01-01-11-005-30 | Suspended Beam | Cast in Situ |  |  | 267.07 |  | 3.7922
9699737 |  | Structural Framing | New Construction | C_BEA_CB_Concrete Beams_BxH_: 500x650mm | 01-01-01-11-005-30 | Suspended Beam | Cast in Situ |  |  | 267.07 |  | 2.2303
9699749 |  | Structural Framing | New Construction | C_BEA_CB_Concrete Beams_BxH_: 500x650mm | 01-01-01-11-005-30 | Suspended Beam | Cast in Situ |  |  | 267.07 |  | 3.2622
9720037 |  | Stairs | New Construction | Cast-In-Place Stair: Monolithic Stair | 01-01-01-09-006-30 | Stair | Cast In Situ |  |  | 121.51
9722699 |  | Structural Framing | New Construction | C_BEA_CB_Concrete Beams_BxH_: 500x650mm | 01-01-01-11-005-30 | Suspended Beam | Cast in Situ |  |  | 267.07 |  | 2.1505
9725647 |  | Structural Framing | New Construction | C_BEA_CB_Concrete Beams_BxH_: 1000x2000mm | 01-01-01-13-006-30 | Suspended Beam | Cast in Situ |  |  | 333.51 |  | 25.597
9725686 |  | Stairs | New Construction | Cast-In-Place Stair: Concrete Stair - Stair 16 | 01-01-01-13-006-30 | Stair | Cast In Situ |  |  | 121.51
9725737 |  | Floors | New Construction | Floor: C_SL_Concrete Slab_T_140mm | 01-01-01-09-005-30 | Suspended Slab | Cast in Situ |  |  | 155 |  | 0.10605
9728905 |  | Structural Columns | New Construction | C_COL_CC_Concrete Columns Square_BxH_: 400x400mm PLANTED | 01-01-01-13-006-30 | Rectangular Column | Cast in Situ |  |  | 272.1 |  | 0.536
9728911 |  | Structural Columns | New Construction | C_COL_CC_Concrete Columns Square_BxH_: 400x400mm PLANTED | 01-01-01-13-006-30 | Rectangular Column | Cast in Situ |  |  | 272.1 |  | 0.536
9728918 |  | Structural Columns | New Construction | C_COL_CC_Concrete Columns Square_BxH_: 400x400mm PLANTED | 01-01-01-13-006-30 | Rectangular Column | Cast in Situ |  |  | 272.1 |  | 0.85612
9736396 |  | Structural Columns | New Construction | Column Rectangular Concrete_RBG1: 1250x400_COL-INSITU_RBG | 01-01-01-11-004-30 | Rectangular Column | Cast in Situ |  |  | 175.83 |  | 2.425
9740745 |  | Walls | New Construction | Basic Wall: C_WAL_CW_Concrete Wall_T_500mm | 01-01-01-13-006-30 | Wall | Cast in Situ |  |  | 175.03 |  | 1.4246
9742441 |  | Generic Models | New Construction | ATC_STR Vertical Opening (Round): Ø50
9742464 |  | Generic Models | New Construction | ATC_STR Vertical Opening (Round): Ø50
9742735 |  | Generic Models | New Construction | ATC_STR Vertical Opening (Round): Ø50
9743280 |  | Generic Models | New Construction | ATC_STR Vertical Opening (Round): Ø50
9743311 |  | Generic Models | New Construction | ATC_STR Vertical Opening (Round): Ø50
9743827 |  | Generic Models | New Construction | ATC_STR Vertical Opening (Round): Ø50
9743842 |  | Generic Models | New Construction | ATC_STR Vertical Opening (Round): Ø50
9744597 |  | Floors | New Construction | Floor: C_SL_Concrete Slab_T_250mm | 01-01-01-09-005-30 | Suspended Slab | Cast in Situ |  |  | 155 |  | 70.7699
9745348 |  | Generic Models | New Construction | ATC_STR Vertical Opening (Round): Ø50
9745455 |  | Generic Models | New Construction | ATC_STR Vertical Opening (Round): Ø50
9789671 |  | Structural Columns | New Construction | C_COL_CC_Concrete Columns Rectangular_BxH_: 400x400mm | 01-01-01-09-006-30 | Rectangular Column | Cast in Situ |  |  | 272.1 |  | 0.536
9790825 |  | Structural Columns | New Construction | C_COL_CC_Concrete Columns Rectangular_BxH_: 400x400mm | 01-01-01-09-006-30 | Rectangular Column | Cast in Situ |  |  | 272.1 |  | 0.536
9849887 |  | Walls | New Construction | Basic Wall: C_WAL_CW_Concrete Wall Planted_T_250mm | 01-01-01-13-006-30 | Wall | Cast in Situ |  |  | 175.03 |  | 3.7307
9849895 |  | Walls | New Construction | Basic Wall: C_WAL_CW_Concrete Wall Planted_T_250mm | 01-01-01-13-006-30 | Wall | Cast in Situ |  |  | 175.03 |  | 4.2097
9849907 |  | Floors | New Construction | Floor: C_SL_Concrete Slab_T_150mm | 01-01-01-13-005-30 | Suspended Slab | Cast in Situ |  |  | 155 |  | 0.53986
9850550 |  | Structural Framing | New Construction | C_BEA_CB_Concrete Beams_BxH_: 500 x 500mm | 01-01-01-11-005-30 | Suspended Beam | Cast in Situ |  |  | 267.07 |  | 5.4477
9850588 |  | Structural Framing | New Construction | C_BEA_CB_Concrete Beams_BxH_: 500 x 500mm | 01-01-01-11-005-30 | Suspended Beam | Cast in Situ |  |  | 267.07 |  | 3.3089
9850626 |  | Structural Framing | New Construction | C_BEA_CB_Concrete Beams_BxH_: 500 x 500mm | 01-01-01-11-005-30 | Suspended Beam | Cast in Situ |  |  | 267.07 |  | 3.3765
9850634 |  | Structural Framing | New Construction | C_BEA_CB_Concrete Beams_BxH_: 500 x 500mm | 01-01-01-11-005-30 | Suspended Beam | Cast in Situ |  |  | 267.07 |  | 3.2979
9863573 |  | Walls | New Construction | Walls 163: Walls 163
9872227 |  | Generic Models | New Construction | ATC_Floor Opening (Round): Ø 200
9872467 |  | Generic Models | New Construction | ATC_Floor Opening (Round): Ø 200
9872608 |  | Structural Framing | New Construction | C_BEA_CB_Concrete Beams_BxH_: 500 x 500mm | 01-01-01-11-005-30 | Suspended Beam | Cast in Situ |  |  | 267.07 |  | 1.602
9872625 |  | Structural Framing | New Construction | C_BEA_CB_Concrete Beams_BxH_: 500 x 500mm | 01-01-01-11-005-30 | Suspended Beam | Cast in Situ |  |  | 267.07 |  | 3.5071
9872634 |  | Structural Framing | New Construction | C_BEA_CB_Concrete Beams_BxH_: 500 x 500mm | 01-01-01-11-005-30 | Suspended Beam | Cast in Situ |  |  | 267.07 |  | 1.576
9872649 |  | Structural Framing | New Construction | C_BEA_CB_Concrete Beams_BxH_: 500 x 500mm | 01-01-01-11-006-30 | Suspended Beam | Cast in Situ |  |  | 333.51 |  | 3.507
9872655 |  | Structural Framing | New Construction | C_BEA_CB_Concrete Beams_BxH_: 500 x 500mm | 01-01-01-11-005-30 | Suspended Beam | Cast in Situ |  |  | 267.07 |  | 1.5456
9872670 |  | Structural Framing | New Construction | C_BEA_CB_Concrete Beams_BxH_: 500 x 500mm | 01-01-01-11-006-30 | Suspended Beam | Cast in Situ |  |  | 333.51 |  | 3.507
9872676 |  | Structural Framing | New Construction | C_BEA_CB_Concrete Beams_BxH_: 500 x 500mm | 01-01-01-11-005-30 | Suspended Beam | Cast in Situ |  |  | 267.07 |  | 1.5488
9872691 |  | Structural Framing | New Construction | C_BEA_CB_Concrete Beams_BxH_: 500 x 500mm | 01-01-01-11-005-30 | Suspended Beam | Cast in Situ |  |  | 267.07 |  | 1.9168
9872699 |  | Structural Framing | New Construction | C_BEA_CB_Concrete Beams_BxH_: 500 x 500mm | 01-01-01-11-005-30 | Suspended Beam | Cast in Situ |  |  | 267.07 |  | 0.955
9872715 |  | Structural Framing | New Construction | C_BEA_CB_Concrete Beams_BxH_: 500 x 500mm | 01-01-01-11-006-30 | Suspended Beam | Cast in Situ |  |  | 333.51 |  | 0.92757
9872723 |  | Structural Framing | New Construction | C_BEA_CB_Concrete Beams_BxH_: 500 x 500mm | 01-01-01-11-005-30 | Suspended Beam | Cast in Situ |  |  | 267.07 |  | 2.5209
9872746 |  | Structural Framing | New Construction | C_BEA_CB_Concrete Beams_BxH_: 500 x 500mm | 01-01-01-11-006-30 | Suspended Beam | Cast in Situ |  |  | 333.51 |  | 2.7073
9872752 |  | Structural Framing | New Construction | C_BEA_CB_Concrete Beams_BxH_: 500 x 500mm | 01-01-01-11-006-30 | Suspended Beam | Cast in Situ |  |  | 333.51 |  | 1.4187
9959162 |  | Floors | New Construction | Floor: C_SL_Concrete Slab_T_300mm | 01-01-01-09-005-30 | Suspended Slab | Cast in Situ |  |  | 155 |  | 5.8264
9984451 |  | Stairs | New Construction | Cast-In-Place Stair: Concrete Stair - Stair 10 | 01-01-01-09-003-30 | Stair | Cast In Situ |  |  | 121.27
9984474 |  | Floors | New Construction | Floor: C_SL_Concrete Slab_T_187mm | 01-01-01-09-003-30 | Suspended Slab | Cast in Situ |  |  | 155 |  | 0.10279
9984565 |  | Walls | New Construction | Basic Wall: C_WAL_CW_Concrete Wall Planted_T_200mm | 01-01-01-09-003-30 | Wall | Cast in Situ |  |  | 155.74 |  | 0.23108
9992610 |  | Generic Models | New Construction | ATC_Floor Opening: 250 x 250 x 300
9994720 |  | Generic Models | New Construction | ATC_Floor Opening: 300 x 300 x 300
9994732 |  | Generic Models | New Construction | ATC_Floor Opening: 300 x 300 x 300
9994761 |  | Generic Models | New Construction | ATC_Floor Opening: 300 x 300 x 300
10000105 |  | Structural Columns | New Construction | C_COL_CC_Concrete Columns Square_BxH_: 500x500mm | 01-01-01-11-005-30 | Rectangular Column | Cast in Situ |  |  | 175.83 |  | 0.68058
10000111 |  | Structural Columns | New Construction | C_COL_CC_Concrete Columns Square_BxH_: 500x500mm | 01-01-01-11-005-30 | Rectangular Column | Cast in Situ |  |  | 175.83 |  | 0.64117
10000117 |  | Structural Columns | New Construction | C_COL_CC_Concrete Columns Square_BxH_: 500x500mm | 01-01-01-11-005-30 | Rectangular Column | Cast in Situ |  |  | 175.83 |  | 0.53295
10000127 |  | Structural Columns | New Construction | C_COL_CC_Concrete Columns Square_BxH_: 500x500mm | 01-01-01-11-005-30 | Rectangular Column | Cast in Situ |  |  | 175.83 |  | 0.52363
10000136 |  | Structural Columns | New Construction | C_COL_CC_Concrete Columns Square_BxH_: 500x500mm | 01-01-01-11-005-30 | Rectangular Column | Cast in Situ |  |  | 175.83 |  | 0.5225
10000144 |  | Structural Columns | New Construction | C_COL_CC_Concrete Columns Square_BxH_: 500x500mm | 01-01-01-11-005-30 | Rectangular Column | Cast in Situ |  |  | 175.83 |  | 0.52114
10000153 |  | Structural Columns | New Construction | C_COL_CC_Concrete Columns Square_BxH_: 500x500mm | 01-01-01-11-005-30 | Rectangular Column | Cast in Situ |  |  | 175.83 |  | 0.531
10000163 |  | Structural Columns | New Construction | C_COL_CC_Concrete Columns Square_BxH_: 500x500mm | 01-01-01-11-005-30 | Rectangular Column | Cast in Situ |  |  | 175.83 |  | 0.99758
10000171 |  | Structural Columns | New Construction | C_COL_CC_Concrete Columns Square_BxH_: 500x500mm | 01-01-01-11-005-30 | Rectangular Column | Cast in Situ |  |  | 175.83 |  | 1.0148
10000200 |  | Structural Framing | New Construction | C_BEA_CB_Concrete Beams_BxH_: 500 x 500mm | 01-01-01-11-006-30 | Suspended Beam | Cast in Situ |  |  | 333.51 |  | 2.0024
10000206 |  | Structural Columns | New Construction | C_COL_CC_Concrete Columns Square_BxH_: 500x500mm | 01-01-01-11-005-30 | Rectangular Column | Cast in Situ |  |  | 175.83 |  | 1.375
10016473 |  | Structural Framing | New Construction | C_BEA_CB_Concrete Beams_BxH_: 1000x2000mm | 01-01-01-13-006-30 | Suspended Beam | Cast in Situ |  |  | 333.51 |  | 17.884
10026452 |  | Structural Framing | New Construction | C_BEA_CB_Concrete Beams_BxH_: 1500x1000mm | 01-01-01-13-006-30 | Suspended Beam | Cast in Situ |  |  | 333.51 |  | 9.2821
10046069 |  | Structural Columns | New Construction | C_COL_CC_Concrete Columns Square_BxH_: 500x500mm | 01-01-01-11-005-30 | Rectangular Column | Cast in Situ |  |  | 175.83 |  | 0.95368
10063154 |  | Floors | New Construction | Floor: C_SL_Concrete Slab_T_140mm | 01-01-01-09-005-30 | Suspended Slab | Cast in Situ |  |  | 155 |  | 0.10605
10075723 |  | Generic Models | New Construction | ATC_Coo Point: ATC_Coo Point
10075724 |  | Generic Models | New Construction | ATC_Coo Point: ATC_Coo Point
10075725 |  | Generic Models | New Construction | ATC_Coo Point: ATC_Coo Point
10075726 |  | Generic Models | New Construction | ATC_Coo Point: ATC_Coo Point
10075727 |  | Generic Models | New Construction | ATC_Coo Point: ATC_Coo Point
10075728 |  | Generic Models | New Construction | ATC_Coo Point: ATC_Coo Point
10075729 |  | Generic Models | New Construction | ATC_Coo Point: ATC_Coo Point
10075730 |  | Generic Models | New Construction | ATC_Coo Point: ATC_Coo Point
10075731 |  | Generic Models | New Construction | ATC_Coo Point: ATC_Coo Point
10075732 |  | Generic Models | New Construction | ATC_Coo Point: ATC_Coo Point
10075733 |  | Generic Models | New Construction | ATC_Coo Point: ATC_Coo Point
10075734 |  | Generic Models | New Construction | ATC_Coo Point: ATC_Coo Point
10075735 |  | Generic Models | New Construction | ATC_Coo Point: ATC_Coo Point
10075736 |  | Generic Models | New Construction | ATC_Coo Point: ATC_Coo Point
10075737 |  | Generic Models | New Construction | ATC_Coo Point: ATC_Coo Point
10075799 |  | Generic Models | New Construction | ATC_Coo Point: ATC_Coo Point
10075800 |  | Generic Models | New Construction | ATC_Coo Point: ATC_Coo Point
10075801 |  | Generic Models | New Construction | ATC_Coo Point: ATC_Coo Point
10075802 |  | Generic Models | New Construction | ATC_Coo Point: ATC_Coo Point
10075803 |  | Generic Models | New Construction | ATC_Coo Point: ATC_Coo Point
10075804 |  | Generic Models | New Construction | ATC_Coo Point: ATC_Coo Point
10075805 |  | Generic Models | New Construction | ATC_Coo Point: ATC_Coo Point
10075806 |  | Generic Models | New Construction | ATC_Coo Point: ATC_Coo Point
10075807 |  | Generic Models | New Construction | ATC_Coo Point: ATC_Coo Point
10075808 |  | Generic Models | New Construction | ATC_Coo Point: ATC_Coo Point
10075809 |  | Generic Models | New Construction | ATC_Coo Point: ATC_Coo Point
10075810 |  | Generic Models | New Construction | ATC_Coo Point: ATC_Coo Point
10075811 |  | Generic Models | New Construction | ATC_Coo Point: ATC_Coo Point
10075812 |  | Generic Models | New Construction | ATC_Coo Point: ATC_Coo Point
10075813 |  | Generic Models | New Construction | ATC_Coo Point: ATC_Coo Point
10075814 |  | Generic Models | New Construction | ATC_Coo Point: ATC_Coo Point
10075815 |  | Generic Models | New Construction | ATC_Coo Point: ATC_Coo Point
10075816 |  | Generic Models | New Construction | ATC_Coo Point: ATC_Coo Point
10075817 |  | Generic Models | New Construction | ATC_Coo Point: ATC_Coo Point
10075818 |  | Generic Models | New Construction | ATC_Coo Point: ATC_Coo Point
10076310 |  | Generic Models | New Construction | ATC_Coo Point: ATC_Coo Point
10076318 |  | Generic Models | New Construction | ATC_Coo Point: ATC_Coo Point
10076326 |  | Generic Models | New Construction | ATC_Coo Point: ATC_Coo Point
10076336 |  | Generic Models | New Construction | ATC_Coo Point: ATC_Coo Point
10076344 |  | Generic Models | New Construction | ATC_Coo Point: ATC_Coo Point
10076352 |  | Generic Models | New Construction | ATC_Coo Point: ATC_Coo Point
10076360 |  | Generic Models | New Construction | ATC_Coo Point: ATC_Coo Point
10076370 |  | Generic Models | New Construction | ATC_Coo Point: ATC_Coo Point
10076378 |  | Generic Models | New Construction | ATC_Coo Point: ATC_Coo Point
10076386 |  | Generic Models | New Construction | ATC_Coo Point: ATC_Coo Point
10076394 |  | Generic Models | New Construction | ATC_Coo Point: ATC_Coo Point
10076404 |  | Generic Models | New Construction | ATC_Coo Point: ATC_Coo Point
10076412 |  | Generic Models | New Construction | ATC_Coo Point: ATC_Coo Point
10076420 |  | Generic Models | New Construction | ATC_Coo Point: ATC_Coo Point
10076428 |  | Generic Models | New Construction | ATC_Coo Point: ATC_Coo Point
10076436 |  | Generic Models | New Construction | ATC_Coo Point: ATC_Coo Point
10076444 |  | Generic Models | New Construction | ATC_Coo Point: ATC_Coo Point
10076452 |  | Generic Models | New Construction | ATC_Coo Point: ATC_Coo Point
10076460 |  | Generic Models | New Construction | ATC_Coo Point: ATC_Coo Point
10076468 |  | Generic Models | New Construction | ATC_Coo Point: ATC_Coo Point
10076476 |  | Generic Models | New Construction | ATC_Coo Point: ATC_Coo Point
10076484 |  | Generic Models | New Construction | ATC_Coo Point: ATC_Coo Point
10076492 |  | Generic Models | New Construction | ATC_Coo Point: ATC_Coo Point
10076792 |  | Generic Models | New Construction | ATC_Coo Point: ATC_Coo Point
10091008 |  | Structural Columns | New Construction | C_COL_CC_Concrete Columns Square_BxH_: 600x600mm | 01-01-01-11-005-30 | Rectangular Column | Cast in Situ |  |  | 175.83 |  | 2.0231
10094532 |  | Walls | New Construction | Basic Wall: C_WAL_CW_Concrete Wall _T_1050mm | 01-01-01-11-003-30 | Wall | Cast in Situ |  |  | 155.74 |  | 1.8696
10094549 |  | Walls | Existing - ATC | Basic Wall: C_WAL_CW_Concrete Wall _T_1050mm | 01-01-01-11-003-30 | Wall | Cast in Situ |  |  | 155.74 |  | 1.3244
10104835 |  | Structural Framing | New Construction | C_BEA_CB_Concrete Beams_BxH_: 500 x 5085mm | 01-01-01-11-005-30 | Suspended Beam | Cast in Situ |  |  | 267.07 |  | 16.625
10108725 |  | Walls | New Construction | Walls 175: Walls 175
10116738 |  | Structural Framing | New Construction | C_BEA_CB_Concrete Beams_BxH_: 500x1600mm | 01-01-01-09-006-30 | Suspended Beam | Cast in Situ |  |  | 333.51 |  | 5.1127
10145035 |  | Structural Framing | New Construction | C_BEA_CB_Concrete Beams_BxH_: 400x1000mm | 01-01-01-09-007-30 | Suspended Beam | Cast in Situ |  |  | 259.46 |  | 2.3294
10164383 |  | Structural Framing | New Construction | C_BEA_CB_Concrete Beams_BxH_: 400x1000mm | 01-01-01-09-007-30 | Suspended Beam | Cast in Situ |  |  | 259.46 |  | 1.7917
10164385 |  | Structural Framing | New Construction | C_BEA_CB_Concrete Beams_BxH_: 400x1000mm | 01-01-01-09-007-30 | Suspended Beam | Cast in Situ |  |  | 259.46 |  | 1.2824
10172079 |  | Structural Framing | New Construction | C_BEA_CB_Concrete Beams_BxH_: 400x1000mm | 01-01-01-09-007-30 | Suspended Beam | Cast in Situ |  |  | 259.46 |  | 2.2714
10172084 |  | Structural Framing | New Construction | C_BEA_CB_Concrete Beams_BxH_: 400x1000mm | 01-01-01-09-007-30 | Suspended Beam | Cast in Situ |  |  | 259.46 |  | 2.464
10172090 |  | Structural Framing | New Construction | C_BEA_CB_Concrete Beams_BxH_: 400x1000mm | 01-01-01-09-007-30 | Suspended Beam | Cast in Situ |  |  | 259.46 |  | 2.564
10184120 |  | Structural Framing | New Construction | C_BEA_CB_Concrete Beams_BxH_: 500x800mm | 01-01-01-11-005-30 | Suspended Beam | Cast in Situ |  |  | 267.07 |  | 1.9281
10221820 |  | Structural Framing | Existing - ATC | C_BEA_CB_Concrete Beams_BxH_: 400x1000mm | 01-01-01-09-005-30 | Suspended Beam | Cast in Situ |  |  | 267.07 |  | 0.96823
10221835 |  | Structural Framing | Existing - ATC | C_BEA_CB_Concrete Beams_BxH_: 400x850mm | 01-01-01-09-005-30 | Suspended Beam | Cast in Situ |  |  | 267.07 |  | 1.0838
10222230 |  | Structural Framing | New Construction | C_BEA_CB_Concrete Beams_BxH_: 500 x 500mm | 01-01-01-11-005-30 | Suspended Beam | Cast in Situ |  |  | 267.07 |  | 1.4309
10222241 |  | Structural Framing | New Construction | C_BEA_CB_Concrete Beams_BxH_: 500 x 500mm | 01-01-01-11-005-30 | Suspended Beam | Cast in Situ |  |  | 267.07 |  | 1.3765
10223512 |  | Structural Framing | Existing - ATC | C_BEA_CB_Concrete Beams_BxH_: 600x1000mm | 01-01-01-09-005-30 | Suspended Beam | Cast in Situ |  |  | 267.07 |  | 3.5092
10247896 |  | Floors | Existing - ATC | Floor: C_SL_Concrete Slab_T_500mm | 01-01-01-09-005-30 | Suspended Slab | Cast in Situ |  |  | 155 |  | 26.8567
10247932 |  | Generic Models | New Construction | ATC_Floor Opening: 6750X1065X600
10248244 |  | Structural Columns | Existing - ATC | C_COL_CC_Concrete Columns Rectangular_BxH_: 2000x900mm | 01-01-01-09-005-30 | Rectangular Column | Cast in Situ |  |  | 175.83 |  | 0.45
10260706 |  | Structural Framing | New Construction | C_BEA_CB_Concrete Beams_BxH_: 500 x 500mm | 01-01-01-11-005-30 | Suspended Beam | Cast in Situ |  |  | 267.07 |  | 1.641
10271132 |  | Floors | Existing - ATC | Floor: C_SL_Concrete Slab_T_200mm | 01-01-01-09-005-30 | Suspended Slab | Cast in Situ |  |  | 155 |  | 8.9751
10278058 |  | Generic Models | New Construction | ATC_Ceiling Hangers_1: ATC_Ceiling Hangers_1 | 01-01-01-09-005-30 | [6 empty] | 0.00038011
10302158 |  | Floors | New Construction | Floors 38: Floors 38 | 01-01-01-09-007-30
10302246 |  | Floors | New Construction | Floors 39: Floors 39 | 01-01-01-09-007-30
10321240 |  | Generic Models | New Construction | ATC_Floor Opening: 750 x 3000x 500
10326585 |  | Floors | Existing - ATC | Floor: C_SL_Concrete Slab_T_400mm | 01-01-01-10-005-30 | Suspended Slab | Cast in Situ |  |  | 155 |  | 22.9343
10326630 |  | Walls | New Construction | Basic Wall: C_WAL_CW_Concrete Wall_T_200mm | 01-01-01-10-004-30 | Wall | Cast in Situ |  |  | 163.8 |  | 0.137
10326744 |  | Walls | New Construction | Basic Wall: C_WAL_CW_Concrete Wall_T_200mm | 01-01-01-10-004-30 | Wall | Cast in Situ |  |  | 163.8 |  | 0.082
10326783 |  | Structural Framing | Existing - ATC | C_BEA_CB_Concrete Beams_BxH_: 600x600mm | 01-01-01-10-004-30 | Suspended Beam | Cast in Situ |  |  | 397.69 |  | 1.1497
10326972 |  | Floors | New Construction | Floor: C_SL_Concrete Slab_T_500mm | 01-01-01-10-005-30 | Suspended Slab | Cast in Situ |  |  | 155 |  | 1.638
10330147 |  | Walls | New Construction | Basic Wall: C_WAL_CW_Concrete Wall_T_100mm | 01-01-01-10-005-30 | Upstand | Cast in Situ |  |  | 166.6 |  | 0.2175
10330309 |  | Walls | New Construction | Basic Wall: C_WAL_CW_Concrete Wall_T_350mm | 01-01-01-10-004-30 | Wall | Cast in Situ |  |  | 163.8 |  | 0.42
10334621 |  | Floors | Existing - ATC | Floor: C_SL_Concrete Slab_T_500mm | 01-01-01-10-005-30 | Suspended Slab | Cast in Situ |  |  | 155 |  | 3.5808
10474334 |  | Generic Models | New Construction | ATC_STR Vertical Opening (Rectangle): ATC_STR Vertical Opening (Rectangle)
10474335 |  | Generic Models | New Construction | ATC_STR Vertical Opening (Rectangle): ATC_STR Vertical Opening (Rectangle)
10474340 |  | Generic Models | New Construction | ATC_STR Vertical Opening (Rectangle): ATC_STR Vertical Opening (Rectangle)
10474341 |  | Generic Models | New Construction | ATC_STR Vertical Opening (Rectangle): ATC_STR Vertical Opening (Rectangle)
10474361 |  | Generic Models | New Construction | ATC_STR Vertical Opening (Rectangle): ATC_STR Vertical Opening (Rectangle)
10474362 |  | Generic Models | New Construction | ATC_STR Vertical Opening (Round): ATC_STR Vertical Opening (Round)
10474374 |  | Generic Models | New Construction | ATC_STR Vertical Opening (Round): ATC_STR Vertical Opening (Round)
10474382 |  | Generic Models | New Construction | ATC_STR Vertical Opening (Round): Ø50
10474391 |  | Generic Models | New Construction | ATC_STR Vertical Opening (Round): Ø50
10474400 |  | Generic Models | New Construction | ATC_STR Vertical Opening (Round): Ø80
10474405 |  | Generic Models | New Construction | ATC_STR Vertical Opening (Round): Ø80
10474524 |  | Generic Models | New Construction | ATC_STR Vertical Opening (Round with Depth): Ø35
10474527 |  | Generic Models | New Construction | ATC_STR Vertical Opening (Round with Depth): Ø35
10474529 |  | Generic Models | New Construction | ATC_STR Vertical Opening (Round with Depth): Ø35
10474532 |  | Generic Models | New Construction | ATC_STR Vertical Opening (Round with Depth): Ø35
10474535 |  | Generic Models | New Construction | ATC_STR Vertical Opening (Rectangle): 75x75x35
10474536 |  | Generic Models | New Construction | ATC_STR Vertical Opening (Rectangle): 75x75x35
10474537 |  | Generic Models | New Construction | ATC_STR Vertical Opening (Rectangle): 75x75x35
10474544 |  | Generic Models | New Construction | ATC_STR Vertical Opening (Round with Depth): Ø35
10474545 |  | Generic Models | New Construction | ATC_STR Vertical Opening (Rectangle): 75x75x35
10474546 |  | Generic Models | New Construction | ATC_STR Vertical Opening (Rectangle): 75x75x35
10474735 |  | Floors | New Construction | Floor: C_SL_Concrete Slab_T_150mm | 01-01-01-09-003-30 | Suspended Slab | Cast in Situ |  |  | 155 |  | 0.1476
10551700 |  | Generic Models | New Construction | ATC_STR Vertical Opening (Round): Ø110
10573875 |  | Floors | Existing - ATC | Floor: C_SL_Concrete Slab_T_200mm | 01-01-01-10-003-30 | Suspended Slab | Cast in Situ |  |  | 155 |  | 14.5737
10589690 |  | Generic Models | New Construction | ATC_STR Vertical Opening (Round with Depth): Ø35
10590460 |  | Generic Models | New Construction | ATC_STR Vertical Opening (Rectangle): 75x75x35
10590533 |  | Generic Models | New Construction | ATC_STR Vertical Opening (Rectangle): 75x75x35
10590600 |  | Generic Models | New Construction | ATC_STR Vertical Opening (Rectangle): 75x75x35
10616091 |  | Generic Models | New Construction | ATC_STR Vertical Opening (Rectangle): 125x125x100
10616100 |  | Generic Models | New Construction | ATC_STR Vertical Opening (Rectangle): 125x125x100
10616171 |  | Generic Models | New Construction | ATC_STR Vertical Opening (Round with Depth): Ø35
10616173 |  | Generic Models | New Construction | ATC_STR Vertical Opening (Rectangle): 75x75x35
10616174 |  | Generic Models | New Construction | ATC_STR Vertical Opening (Rectangle): 75x75x35
10616189 |  | Generic Models | New Construction | ATC_STR Vertical Opening (Rectangle): 75x75x35
10616190 |  | Generic Models | New Construction | ATC_STR Vertical Opening (Round with Depth): Ø35
10616230 |  | Generic Models | New Construction | ATC_STR Vertical Opening (Rectangle): 75x75x35
10618218 |  | Generic Models | New Construction | ATC_STR Vertical Opening (Round): Ø100
10621441 |  | Walls | New Construction | Basic Wall: C_WAL_CW_White Concrete Wall_T_175mm | 01-01-01-08-005-30 | Upstand | Cast in Situ |  |  | 166.6 |  | 0.035004
10621457 |  | Structural Framing | New Construction | C_BEA_CB_Concrete Beams_BxH_: 400x875mm | 01-01-01-08-005-30 | Suspended Beam | Cast in Situ |  |  | 267.07 |  | 1.397
10707342 |  | Generic Models | New Construction | ATC_Ceiling Hangers_1: ATC_Ceiling Hangers_1 | 01-01-01-09-005-30 | [6 empty] | 0.00082777
10707343 |  | Generic Models | New Construction | ATC_Ceiling Hangers_1: ATC_Ceiling Hangers_1 | 01-01-01-09-005-30 | [6 empty] | 0.00082777
10707344 |  | Generic Models | New Construction | ATC_Ceiling Hangers_1: ATC_Ceiling Hangers_1 | 01-01-01-09-005-30 | [6 empty] | 0.00035655
10707345 |  | Generic Models | New Construction | ATC_Ceiling Hangers_1: ATC_Ceiling Hangers_1 | 01-01-01-09-005-30 | [6 empty] | 0.00082777
10707346 |  | Generic Models | New Construction | ATC_Ceiling Hangers_1: ATC_Ceiling Hangers_1 | 01-01-01-09-005-30 | [6 empty] | 0.00035655
10707404 |  | Generic Models | New Construction | ATC_Ceiling Hangers_1: ATC_Ceiling Hangers_1 | 01-01-01-09-005-30 | [6 empty] | 0.00072607
10707423 |  | Generic Models | New Construction | ATC_Ceiling Hangers_1: ATC_Ceiling Hangers_1 | 01-01-01-09-005-30 | [6 empty] | 0.00040368
10707426 |  | Generic Models | New Construction | ATC_Ceiling Hangers_1: ATC_Ceiling Hangers_1 | 01-01-01-09-005-30 | [6 empty] | 0.00082777
10707427 |  | Generic Models | New Construction | ATC_Ceiling Hangers_1: ATC_Ceiling Hangers_1 | 01-01-01-09-005-30 | [6 empty] | 0.00082777
10707428 |  | Generic Models | New Construction | ATC_Ceiling Hangers_1: ATC_Ceiling Hangers_1 | 01-01-01-09-005-30 | [6 empty] | 0.00035655
10707429 |  | Generic Models | New Construction | ATC_Ceiling Hangers_1: ATC_Ceiling Hangers_1 | 01-01-01-09-005-30 | [6 empty] | 0.00079636
10707430 |  | Generic Models | New Construction | ATC_Ceiling Hangers_1: ATC_Ceiling Hangers_1 | 01-01-01-09-005-30 | [6 empty] | 0.00035655
10707432 |  | Generic Models | New Construction | ATC_Ceiling Hangers_1: ATC_Ceiling Hangers_1 | 01-01-01-09-005-30 | [6 empty] | 0.00079636
10707433 |  | Generic Models | New Construction | ATC_Ceiling Hangers_1: ATC_Ceiling Hangers_1 | 01-01-01-09-005-30 | [6 empty] | 0.00079636
10707434 |  | Generic Models | New Construction | ATC_Ceiling Hangers_1: ATC_Ceiling Hangers_1 | 01-01-01-09-005-30 | [6 empty] | 0.00079636
10707435 |  | Generic Models | New Construction | ATC_Ceiling Hangers_1: ATC_Ceiling Hangers_1 | 01-01-01-09-005-30 | [6 empty] | 0.00035655
10707436 |  | Generic Models | New Construction | ATC_Ceiling Hangers_1: ATC_Ceiling Hangers_1 | 01-01-01-09-005-30 | [6 empty] | 0.00082777
10707437 |  | Generic Models | New Construction | ATC_Ceiling Hangers_1: ATC_Ceiling Hangers_1 | 01-01-01-09-005-30 | [6 empty] | 0.00082777
10707438 |  | Generic Models | New Construction | ATC_Ceiling Hangers_1: ATC_Ceiling Hangers_1 | 01-01-01-09-005-30 | [6 empty] | 0.00082777
10707440 |  | Generic Models | New Construction | ATC_Ceiling Hangers_1: ATC_Ceiling Hangers_1 | 01-01-01-09-005-30 | [6 empty] | 0.00035655
10707442 |  | Generic Models | New Construction | ATC_Ceiling Hangers_1: ATC_Ceiling Hangers_1 | 01-01-01-09-005-30 | [6 empty] | 0.00035655
10707443 |  | Generic Models | New Construction | ATC_Ceiling Hangers_1: ATC_Ceiling Hangers_1 | 01-01-01-09-005-30 | [6 empty] | 0.00082777
10707444 |  | Generic Models | New Construction | ATC_Ceiling Hangers_1: ATC_Ceiling Hangers_1 | 01-01-01-09-005-30 | [6 empty] | 0.00082777
10707445 |  | Generic Models | New Construction | ATC_Ceiling Hangers_1: ATC_Ceiling Hangers_1 | 01-01-01-09-005-30 | [6 empty] | 0.00082777
10707447 |  | Generic Models | New Construction | ATC_Ceiling Hangers_1: ATC_Ceiling Hangers_1 | 01-01-01-09-005-30 | [6 empty] | 0.00082777
10707448 |  | Generic Models | New Construction | ATC_Ceiling Hangers_1: ATC_Ceiling Hangers_1 | 01-01-01-09-005-30 | [6 empty] | 0.00082777
10707449 |  | Generic Models | New Construction | ATC_Ceiling Hangers_1: ATC_Ceiling Hangers_1 | 01-01-01-09-005-30 | [6 empty] | 0.00082777
10707465 |  | Generic Models | New Construction | ATC_Ceiling Hangers_1: ATC_Ceiling Hangers_1 | 01-01-01-09-005-30 | [6 empty] | 0.00082777
10707501 |  | Generic Models | New Construction | ATC_Ceiling Hangers_1: ATC_Ceiling Hangers_1 | 01-01-01-09-005-30 | [6 empty] | 0.00047369
10707502 |  | Generic Models | New Construction | ATC_Ceiling Hangers_1: ATC_Ceiling Hangers_1 | 01-01-01-09-005-30 | [6 empty] | 0.00026619
10707545 |  | Walls | Existing - ATC | Basic Wall: C_WAL_CW_Concrete Wall_T_320mm | 01-01-01-10-003-30 | Wall | Cast in Situ |  |  | 155.74 |  | 0.95469
10720677 |  | Generic Models | New Construction | ATC_Ceiling Hangers_1: ATC_Ceiling Hangers_1 | 01-01-01-09-005-30 | [6 empty] | 0.00082777
10725358 |  | Generic Models | New Construction | ATC_STR Vertical Opening (Rectangle): ATC_STR Vertical Opening (Rectangle)
10725387 |  | Generic Models | New Construction | ATC_STR Vertical Opening (Rectangle): ATC_STR Vertical Opening (Rectangle)
10726814 |  | Generic Models | New Construction | ATC_STR Vertical Opening (Round): Ø100
10727769 |  | Generic Models | New Construction | ATC_STR Vertical Opening (Rectangle): 300x3280x100
10728272 |  | Generic Models | New Construction | ATC_STR Vertical Opening (Round with Depth): Ø35
10728426 |  | Generic Models | New Construction | ATC_STR Vertical Opening (Rectangle): ATC_STR Vertical Opening (Rectangle)
10729695 |  | Generic Models | New Construction | ATC_Floor Opening: 200 x 2700 x 75
10729706 |  | Generic Models | New Construction | ATC_Floor Opening: 200 x 2700 x 75
10729711 |  | Generic Models | New Construction | ATC_Floor Opening: 200 x 2700 x 75
10729712 |  | Generic Models | New Construction | ATC_Floor Opening: 200 x 2700 x 75
10729721 |  | Generic Models | New Construction | ATC_Floor Opening: 200 x 2700 x 75
10729722 |  | Generic Models | New Construction | ATC_Floor Opening: 200 x 2700 x 75
10729731 |  | Generic Models | Existing - ATC | ATC_Floor Opening: 200 x 2700 x 75
10729732 |  | Generic Models | New Construction | ATC_Floor Opening: 200 x 2700 x 75
10732509 |  | Generic Models | New Construction | ATC_STR Vertical Opening (Rectangle): ATC_STR Vertical Opening (Rectangle)
10732545 |  | Generic Models | New Construction | ATC_STR Vertical Opening (Rectangle): ATC_STR Vertical Opening (Rectangle)
10732558 |  | Generic Models | New Construction | ATC_STR Vertical Opening (Rectangle): ATC_STR Vertical Opening (Rectangle)
10732559 |  | Generic Models | New Construction | ATC_STR Vertical Opening (Rectangle): ATC_STR Vertical Opening (Rectangle)
10732758 |  | Generic Models | New Construction | ATC_STR Vertical Opening (Round with Depth): Ø35
10733513 |  | Generic Models | New Construction | ATC_STR Vertical Opening (Rectangle): ATC_STR Vertical Opening (Rectangle)
10733562 |  | Generic Models | New Construction | ATC_STR Vertical Opening (Rectangle): ATC_STR Vertical Opening (Rectangle)
10733578 |  | Generic Models | New Construction | ATC_STR Vertical Opening (Rectangle): ATC_STR Vertical Opening (Rectangle)
10734427 |  | Generic Models | New Construction | ATC_STR Vertical Opening (Round with Depth): Ø35
10734864 |  | Generic Models | New Construction | ATC_STR Vertical Opening (Rectangle): ATC_STR Vertical Opening (Rectangle)
10735502 |  | Generic Models | New Construction | ATC_STR Vertical Opening (Rectangle): ATC_STR Vertical Opening (Rectangle)
10735653 |  | Generic Models | New Construction | ATC_STR Vertical Opening (Rectangle): ATC_STR Vertical Opening (Rectangle)
10741832 |  | Generic Models | New Construction | ATC_STR Vertical Opening (Rectangle): 200x200x125
10741844 |  | Generic Models | New Construction | ATC_STR Vertical Opening (Rectangle): 200x200x125
10741877 |  | Generic Models | New Construction | ATC_STR Vertical Opening (Rectangle): 200x200x125
10741897 |  | Generic Models | New Construction | ATC_STR Vertical Opening (Rectangle): 200x200x125
10741931 |  | Generic Models | New Construction | ATC_STR Vertical Opening (Rectangle): 200x200x125
10741933 |  | Generic Models | New Construction | ATC_STR Vertical Opening (Rectangle): 200x200x125
10741960 |  | Generic Models | New Construction | ATC_STR Vertical Opening (Rectangle): 200x200x125
10741977 |  | Generic Models | New Construction | ATC_STR Vertical Opening (Rectangle): 200x200x125
10741995 |  | Generic Models | New Construction | ATC_STR Vertical Opening (Rectangle): 200x200x125
10742020 |  | Generic Models | New Construction | ATC_STR Vertical Opening (Rectangle).0030: 650 x 350
10744211 |  | Generic Models | New Construction | ATC_STR Vertical Opening (Rectangle): 200x200x125
10749063 |  | Floors | New Construction | Floor: C_SL_Concrete Slab_T_200mm | 01-01-01-10-003-30 | Suspended Slab | Cast in Situ |  |  | 155 |  | 10.6719
10758013 |  | Structural Columns | Existing - ATC | C_COL_CC_Concrete Columns Rectangular_BxH_: 600x800mm | 01-01-01-10-003-30 | Rectangular Column | Cast in Situ |  |  | 175.83 |  | 2.1652
10758015 |  | Structural Columns | Existing - ATC | C_COL_CC_Concrete Columns Rectangular_BxH_: 400x800mm | 01-01-01-10-003-30 | Rectangular Column | Cast in Situ |  |  | 175.83 |  | 1.4012
10758017 |  | Structural Columns | Existing - ATC | C_COL_CC_Concrete Columns Rectangular_BxH_: 400x800mm | 01-01-01-10-003-30 | Rectangular Column | Cast in Situ |  |  | 175.83
10758019 |  | Structural Columns | Existing - ATC | C_COL_CC_Concrete Columns Rectangular_BxH_: 400x800mm | 01-01-01-10-003-30 | Rectangular Column | Cast in Situ |  |  | 175.83 |  | 1.4012
10787259 |  | Structural Framing | Existing - ATC | C_BEA_CB_Concrete Beams_BxH_: 500x800mm | 01-01-01-09-004-30 | Suspended Beam | Cast in Situ |  |  | 397.69 |  | 0.9
10868547 |  | Generic Models | New Construction | ATC_STR Vertical Opening (Rectangle): ATC_STR Vertical Opening (Rectangle)
10868549 |  | Generic Models | New Construction | ATC_STR Vertical Opening (Rectangle): ATC_STR Vertical Opening (Rectangle)
10868563 |  | Generic Models | New Construction | ATC_STR Vertical Opening (Rectangle): ATC_STR Vertical Opening (Rectangle)
10868573 |  | Generic Models | New Construction | ATC_STR Vertical Opening (Rectangle): ATC_STR Vertical Opening (Rectangle)
10868620 |  | Generic Models | New Construction | ATC_STR Vertical Opening (Rectangle): ATC_STR Vertical Opening (Rectangle)
10868629 |  | Generic Models | New Construction | ATC_STR Vertical Opening (Rectangle): ATC_STR Vertical Opening (Rectangle)
10868689 |  | Generic Models | New Construction | ATC_STR Vertical Opening (Rectangle): ATC_STR Vertical Opening (Rectangle)
10891314 |  | Walls | New Construction | Walls 162: Walls 162
10891330 |  | Walls | New Construction | Walls 178: Walls 178
10891348 |  | Walls | New Construction | Walls 199: Walls 199
10891377 |  | Generic Models | Existing - ATC | ATC_M_Beam Opening: 315x574
10891819 |  | Generic Models | New Construction | ATC_STR Vertical Opening (Rectangle): 150x150x200
10891828 |  | Generic Models | New Construction | ATC_STR Vertical Opening (Round): Ø150
10891859 |  | Generic Models | New Construction | ATC_STR Vertical Opening (Round): ATC_STR Vertical Opening (Round)
10891864 |  | Generic Models | New Construction | ATC_STR Vertical Opening (Round): ATC_STR Vertical Opening (Round)
10892098 |  | Generic Models | New Construction | ATC_STR Vertical Opening (Rectangle): ATC_STR Vertical Opening (Rectangle)
10892143 |  | Generic Models | Existing - ATC | ATC_M_Beam Opening: 315x574
10892173 |  | Walls | New Construction | Walls 202: Walls 202
10894335 |  | Walls | New Construction | Basic Wall: C_WAL_CW_Concrete Wall_T_300mm | 01-01-01-09-004-30 | Wall | Cast in Situ |  |  | 163.8 |  | 0.054
10894346 |  | Walls | New Construction | Basic Wall: C_WAL_CW_Concrete Wall_T_300mm | 01-01-01-09-004-30 | Wall | Cast in Situ |  |  | 163.8 |  | 0.027
10894400 |  | Floors | New Construction | Floor: C_SL_Concrete Slab_T_300mm | 01-01-01-09-005-30 | Suspended Slab | Cast in Situ |  |  | 155 |  | 0.10735
10894671 |  | Floors | New Construction | Floors 66: Floors 66 | 01-01-01-09-003-30
10903312 |  | Generic Models | New Construction | ATC_Floor Opening: 800 x 800 x 400
10910889 |  | Generic Models | New Construction | ATC_Floor Opening: 600 x 600 x 300
10933007 |  | Generic Models | New Construction | ATC_STR Vertical Opening (Rectangle): 200x100x500
10933010 |  | Generic Models | New Construction | ATC_STR Vertical Opening (Rectangle): 200x100x500
10933012 |  | Generic Models | New Construction | ATC_STR Vertical Opening (Rectangle): 200x100x500
10933037 |  | Generic Models | New Construction | ATC_STR Vertical Opening (Rectangle): 200x100x500
10933072 |  | Generic Models | New Construction | ATC_STR Vertical Opening (Round): Ø100
10933137 |  | Generic Models | New Construction | ATC_STR Vertical Opening (Rectangle): 200x100x500
10933139 |  | Generic Models | New Construction | ATC_STR Vertical Opening (Round with Depth): Ø35
10933146 |  | Generic Models | New Construction | ATC_STR Vertical Opening (Rectangle): 200x100x500
10933200 |  | Generic Models | New Construction | ATC_STR Vertical Opening (Rectangle): 200x100x500
10933203 |  | Generic Models | New Construction | ATC_STR Vertical Opening (Rectangle): 200x100x500
10933205 |  | Generic Models | New Construction | ATC_STR Vertical Opening (Rectangle): 200x100x500
10933206 |  | Generic Models | New Construction | ATC_Floor Opening (Round): Ø 150
10933207 |  | Generic Models | New Construction | ATC_STR Vertical Opening (Round with Depth): Ø35
10933209 |  | Generic Models | New Construction | ATC_STR Vertical Opening (Round with Depth): Ø35
10933214 |  | Generic Models | New Construction | ATC_STR Vertical Opening (Rectangle): 200x100x500
10933220 |  | Generic Models | New Construction | ATC_STR Vertical Opening (Rectangle): 200x100x500
10933474 |  | Generic Models | New Construction | ATC_STR Vertical Opening (Round with Depth): Ø35
10933514 |  | Generic Models | New Construction | ATC_STR Vertical Opening (Rectangle): 200x100x500
10933704 |  | Generic Models | New Construction | ATC_STR Vertical Opening (Rectangle): 200x100x500
10933750 |  | Generic Models | New Construction | ATC_STR Vertical Opening (Rectangle): 200x100x500
10933828 |  | Generic Models | New Construction | ATC_STR Vertical Opening (Rectangle): 200x100x500
10933958 |  | Generic Models | New Construction | ATC_STR Vertical Opening (Rectangle): 200x100x500
10934068 |  | Generic Models | New Construction | ATC_STR Vertical Opening (Rectangle): 200x100x500
10941980 |  | Generic Models | New Construction | Void @ PL13: Void @ PL13
10980841 |  | Generic Models | New Construction | Void_PL13: Void_PL13
11019823 |  | Generic Models | New Construction | ATC_STR Vertical Opening (Rectangle): ATC_STR Vertical Opening (Rectangle)
11027593 |  | Generic Models | New Construction | ATC_STR Vertical Opening (Rectangle): ATC_STR Vertical Opening (Rectangle)
11027598 |  | Generic Models | New Construction | ATC_STR Vertical Opening (Rectangle): ATC_STR Vertical Opening (Rectangle)
11027599 |  | Generic Models | New Construction | ATC_STR Vertical Opening (Rectangle): ATC_STR Vertical Opening (Rectangle)
11027600 |  | Generic Models | New Construction | ATC_STR Vertical Opening (Rectangle): ATC_STR Vertical Opening (Rectangle)
11027601 |  | Generic Models | New Construction | ATC_STR Vertical Opening (Rectangle): ATC_STR Vertical Opening (Rectangle)
11027603 |  | Generic Models | New Construction | ATC_STR Vertical Opening (Rectangle): ATC_STR Vertical Opening (Rectangle)
11027604 |  | Generic Models | New Construction | ATC_STR Vertical Opening (Rectangle): ATC_STR Vertical Opening (Rectangle)
11027605 |  | Generic Models | New Construction | ATC_STR Vertical Opening (Rectangle): ATC_STR Vertical Opening (Rectangle)
11027606 |  | Generic Models | New Construction | ATC_STR Vertical Opening (Rectangle): ATC_STR Vertical Opening (Rectangle)
11027607 |  | Generic Models | New Construction | ATC_STR Vertical Opening (Rectangle): ATC_STR Vertical Opening (Rectangle)
11027608 |  | Generic Models | New Construction | ATC_STR Vertical Opening (Rectangle): ATC_STR Vertical Opening (Rectangle)
11027610 |  | Generic Models | New Construction | ATC_STR Vertical Opening (Rectangle): ATC_STR Vertical Opening (Rectangle)
11027613 |  | Generic Models | New Construction | ATC_STR Vertical Opening (Rectangle): ATC_STR Vertical Opening (Rectangle)
11028923 |  | Generic Models | New Construction | ATC_STR Vertical Opening (Rectangle).0030: 200x100
11054891 |  | Walls | New Construction | Walls 217: Walls 217
11054918 |  | Walls | New Construction | Walls 218: Walls 218
11054953 |  | Walls | New Construction | Walls 219: Walls 219
11054995 |  | Walls | New Construction | Walls 220: Walls 220
11055035 |  | Walls | New Construction | Walls 221: Walls 221
11121993 |  | Walls | Existing - ATC | Basic Wall: C_WAL_CW_Concrete Wall_T_750mm | 01-01-01-09-004-30 | Wall | Cast in Situ |  |  | 163.8 |  | 1.8375
11127009 |  | Generic Models | New Construction | ATC_Floor Opening (Round): Ø 150
11131991 |  | Walls | Existing - ATC | Basic Wall: C_WAL_CW_Concrete Wall Planted _T_600mm | 01-01-01-09-005-30 | Wall | Cast in Situ |  |  | 166.6 |  | 29.9228
11133778 |  | Generic Models | New Construction | ATC_STR Vertical Opening (Rectangle).0030: 400X350
11153482 |  | Generic Models | New Construction | ATC_STR Vertical Opening (Round): Ø100
11153484 |  | Generic Models | New Construction | ATC_STR Vertical Opening (Round): Ø100
11154275 |  | Structural Columns | New Construction | C_COL_CC_Concrete Columns Rectangular_BxH_: 2750x1400mm | 01-01-01-09-005-30 | Rectangular Column | Cast in Situ |  |  | 175.83 |  | 0.9625
11224768 |  | Generic Models | New Construction | ATC_STR Vertical Opening (Round): Ø200
11224770 |  | Generic Models | New Construction | ATC_STR Vertical Opening (Round): Ø200
11260602 |  | Walls | New Construction | Basic Wall: IWS-206 | 01-01-01-09-005-30 | Wall | Cast in Situ |  |  | 166.6 |  | 7.1269
11293978 |  | Generic Models | New Construction | ATC_STR Vertical Opening (Rectangle): ATC_STR Vertical Opening (Rectangle)
11293989 |  | Generic Models | New Construction | ATC_STR Vertical Opening (Rectangle): ATC_STR Vertical Opening (Rectangle)
11303679 |  | Structural Columns | Existing - ATC | C_COL_CC_Concrete Columns Rectangular_BxH_: 600x800mm | 01-01-01-10-002-30 | Rectangular Column | Cast in Situ |  |  | 175.83 |  | 0.78382
11312093 |  | Generic Models | New Construction | Void_Upstand: Void_Upstand
11316364 |  | Generic Models | New Construction | ATC_STR Vertical Opening (Rectangle): ATC_STR Vertical Opening (Rectangle)
11316773 |  | Generic Models | New Construction | ATC_STR Vertical Opening (Rectangle): ATC_STR Vertical Opening (Rectangle)
11316941 |  | Generic Models | New Construction | ATC_STR Vertical Opening (Rectangle): ATC_STR Vertical Opening (Rectangle)
11317015 |  | Generic Models | New Construction | ATC_STR Vertical Opening (Rectangle): ATC_STR Vertical Opening (Rectangle)
11317201 |  | Generic Models | New Construction | ATC_STR Vertical Opening (Rectangle): ATC_STR Vertical Opening (Rectangle)
11317278 |  | Generic Models | New Construction | ATC_STR Vertical Opening (Rectangle): ATC_STR Vertical Opening (Rectangle)
11317294 |  | Generic Models | New Construction | ATC_STR Vertical Opening (Rectangle): ATC_STR Vertical Opening (Rectangle)
11337169 |  | Walls | New Construction | Walls 243: Walls 243 | 01-01-01-09-003-30
11337235 |  | Walls | New Construction | Walls 244: Walls 244 | 01-01-01-09-003-30
11337306 |  | Walls | New Construction | Walls 245: Walls 245 | 01-01-01-09-003-30
11337413 |  | Walls | New Construction | Walls 246: Walls 246 | 01-01-01-09-003-30
11343450 |  | Walls | New Construction | Walls 247: Walls 247
11343487 |  | Walls | New Construction | Walls 248: Walls 248
11343526 |  | Walls | New Construction | Walls 249: Walls 249
11343574 |  | Walls | New Construction | Walls 250: Walls 250
11343625 |  | Walls | New Construction | Walls 251: Walls 251
11395823 |  | Walls | New Construction | Walls 252: Walls 252
11396287 |  | Walls | New Construction | Walls 253: Walls 253
11396565 |  | Walls | New Construction | Walls 254: Walls 254
11396812 |  | Walls | New Construction | Walls 255: Walls 255
11407040 |  | Walls | New Construction | Walls 256: Walls 252 | 01-01-01-09-003-30
11407225 |  | Generic Models | New Construction | ATC_STR Vertical Opening (Rectangle).0030: 85x460
11407233 |  | Generic Models | New Construction | ATC_STR Vertical Opening (Rectangle).0030: 85x460
11407234 |  | Generic Models | New Construction | ATC_STR Vertical Opening (Rectangle).0030: 85x460
11407236 |  | Generic Models | New Construction | ATC_STR Vertical Opening (Rectangle).0030: 85x460
11407273 |  | Walls | New Construction | Walls 257: Walls 253
11407539 |  | Walls | New Construction | Walls 258: Walls 258
11410887 |  | Walls | New Construction | Walls 259: Walls 259
11448690 |  | Walls | Existing - ATC | Basic Wall: C_WAL_CW_White Concrete Wall_T_350mm | 01-01-01-09-003-30 | White Wall | Cast in Situ |  |  | 242.54 |  | 2.6775
11448701 |  | Walls | Existing - ATC | Basic Wall: C_WAL_CW_Concrete Wall_T_350mm | 01-01-01-09-004-30 | Wall | Cast in Situ |  |  | 163.8 |  | 0.60007
11448708 |  | Walls | Existing - ATC | Basic Wall: C_WAL_CW_White Concrete Wall_T_350mm | 01-01-01-09-004-30 | White Wall | Cast in Situ |  |  | 242.54 |  | 0.55755
11636201 |  | Structural Framing | New Construction | C_BEA_CB_Concrete Beams_BxH_: 500 x 500mm | 01-01-01-11-005-30 | Suspended Beam | Cast in Situ |  |  | 267.07 |  | 1.4723
11636756 |  | Structural Framing | New Construction | C_BEA_CB_Concrete Beams_BxH_: 500 x 500mm | 01-01-01-11-005-30 | Suspended Beam | Cast in Situ |  |  | 267.07 |  | 1.4659
11637124 |  | Structural Framing | New Construction | C_BEA_CB_Concrete Beams_BxH_: 500 x 500mm | 01-01-01-11-005-30 | Suspended Beam | Cast in Situ |  |  | 267.07 |  | 1.4626
11638057 |  | Structural Framing | New Construction | C_BEA_CB_Concrete Beams_BxH_: 500 x 500mm | 01-01-01-11-005-30 | Suspended Beam | Cast in Situ |  |  | 267.07 |  | 1.4963
11638427 |  | Structural Framing | New Construction | C_BEA_CB_Concrete Beams_BxH_: 500 x 500mm | 01-01-01-11-005-30 | Suspended Beam | Cast in Situ |  |  | 267.07 |  | 2.1809
11645093 |  | Generic Models | New Construction | ATC_STR Vertical Opening (Rectangle): ATC_STR Vertical Opening (Rectangle)
11645096 |  | Generic Models | New Construction | ATC_Floor Opening (Round): Ø 150
11663173 |  | Generic Models | New Construction | ATC_STR Vertical Opening (Rectangle): ATC_STR Vertical Opening (Rectangle)
11664517 |  | Generic Models | New Construction | ATC_STR Vertical Opening (Rectangle): ATC_STR Vertical Opening (Rectangle)
11664518 |  | Generic Models | New Construction | ATC_STR Vertical Opening (Rectangle): ATC_STR Vertical Opening (Rectangle)
11664519 |  | Generic Models | New Construction | ATC_STR Vertical Opening (Round with Depth): Ø35
11664521 |  | Generic Models | New Construction | ATC_STR Vertical Opening (Rectangle): ATC_STR Vertical Opening (Rectangle)
11664529 |  | Generic Models | New Construction | ATC_STR Vertical Opening (Round): Ø100
11668521 |  | Generic Models | New Construction | ATC_STR Vertical Opening (Rectangle): ATC_STR Vertical Opening (Rectangle)
11668523 |  | Generic Models | New Construction | ATC_STR Vertical Opening (Rectangle): ATC_STR Vertical Opening (Rectangle)
11668525 |  | Generic Models | New Construction | ATC_STR Vertical Opening (Rectangle): ATC_STR Vertical Opening (Rectangle)
11668537 |  | Generic Models | New Construction | ATC_STR Vertical Opening (Rectangle): ATC_STR Vertical Opening (Rectangle)
11668559 |  | Generic Models | New Construction | ATC_STR Vertical Opening (Rectangle): ATC_STR Vertical Opening (Rectangle)
11683629 |  | Floors | New Construction | Floor: 14_GALVANIZED STEEL GRATING | 01-01-01-09-004-30 | [6 empty] | 0.053808
11793579 |  | Structural Framing | New Construction | C_BEA_CB_Concrete Beams_BxH_: 600x3500mm | 01-01-01-09-006-30 | Suspended Beam | Cast in Situ |  |  | 333.51 |  | 21.1209
11793588 |  | Structural Framing | New Construction | C_BEA_CB_Concrete Beams_BxH_: 600x1600mm | 01-01-01-09-006-30 | Suspended Beam | Cast in Situ |  |  | 333.51 |  | 1.5291
11793596 |  | Structural Framing | New Construction | C_BEA_CB_Concrete Beams_BxH_: 600x3500mm | 01-01-01-09-006-30 | Suspended Beam | Cast in Situ |  |  | 333.51 |  | 20.1445
11833418 |  | Generic Models | New Construction | ATC_STR Vertical Opening (Rectangle): ATC_STR Vertical Opening (Rectangle)
11918168 |  | Generic Models | New Construction | ATC_STR Vertical Opening (Rectangle): ATC_STR Vertical Opening (Rectangle)
11918253 |  | Generic Models | New Construction | ATC_STR Vertical Opening (Round): Ø150
11918293 |  | Generic Models | New Construction | ATC_STR Vertical Opening (Round): ATC_STR Vertical Opening (Round)
11918390 |  | Generic Models | New Construction | ATC_STR Vertical Opening (Round): ATC_STR Vertical Opening (Round)
11981501 |  | Structural Framing | New Construction | C_BEA_CB_Concrete Beams_BxH_: 600x450mm | 01-01-01-11-004-30 | Suspended Beam | Cast in Situ |  |  | 397.69 |  | 1.8427
11981506 |  | Structural Framing | New Construction | C_BEA_CB_Concrete Beams_BxH_: 600x450mm | 01-01-01-11-004-30 | Suspended Beam | Cast in Situ |  |  | 397.69 |  | 1.1934
11981508 |  | Structural Framing | New Construction | C_BEA_CB_Concrete Beams_BxH_: 600x450mm | 01-01-01-11-004-30 | Suspended Beam | Cast in Situ |  |  | 397.69 |  | 0.3307
11981522 |  | Structural Framing | New Construction | C_BEA_CB_Concrete Beams_BxH_: 600x450mm | 01-01-01-11-004-30 | Suspended Beam | Cast in Situ |  |  | 397.69 |  | 0.08553
12133972 |  | Generic Models | New Construction | ATC_STR_VERTICAL OPENING (ROUND): ATC_STR_VERTICAL OPENING (ROUND)
12134141 |  | Generic Models | New Construction | ATC_STR_VERTICAL OPENING (ROUND): ATC_STR_VERTICAL OPENING (ROUND)
12134236 |  | Generic Models | New Construction | ATC_STR_VERTICAL OPENING (ROUND): ATC_STR_VERTICAL OPENING (ROUND)
12293507 |  | Walls | New Construction | Basic Wall: C_WAL_CW_Concrete Wall_T_200mm | 01-01-01-09-003-30 | Wall | Cast in Situ |  |  | 155.74 |  | 0.0369
12293515 |  | Walls | New Construction | Basic Wall: C_WAL_CW_Concrete Wall_T_200mm | 01-01-01-09-004-30 | Wall | Cast in Situ |  |  | 163.8 |  | 0.0369
12293996 |  | Generic Models | New Construction | ATC_STR Vertical Opening (Round with Depth): Ø50
12296259 |  | Generic Models | New Construction | ATC_STR Vertical Opening (Round with Depth): Ø50
12400050 |  | Floors | Existing - ATC | Floor: C_SL_Concrete Slab_T_200mm | 01-01-01-10-003-30 | Suspended Slab | Cast in Situ |  |  | 155 |  | 0.45742
12400058 |  | Generic Models | New Construction | ATC_Floor Opening (Round): Ø 100
12401266 |  | Structural Framing | New Construction | C_BEA_CB_Concrete Beams_BxH_: 500x2383mm | 01-01-01-11-005-30 | Suspended Beam | Cast in Situ |  |  | 267.07 |  | 1.9064
12401278 |  | Structural Framing | New Construction | C_BEA_CB_Concrete Beams_BxH_: 500x1549mm | 01-01-01-11-005-30 | Suspended Beam | Cast in Situ |  |  | 267.07 |  | 1.2392
12401292 |  | Structural Framing | New Construction | C_BEA_CB_Concrete Beams_BxH_: 500x1074mm | 01-01-01-11-005-30 | Suspended Beam | Cast in Situ |  |  | 267.07 |  | 0.8592
12401305 |  | Structural Framing | New Construction | C_BEA_CB_Concrete Beams_BxH_: 500x647mm | 01-01-01-11-005-30 | Suspended Beam | Cast in Situ |  |  | 267.07 |  | 0.5176
12401320 |  | Structural Framing | New Construction | C_BEA_CB_Concrete Beams_BxH_: 500x273mm | 01-01-01-11-005-30 | Suspended Beam | Cast in Situ |  |  | 267.07 |  | 0.2184
12401347 |  | Structural Framing | New Construction | C_BEA_CB_Concrete Beams_BxH_: 500x273mm | 01-01-01-11-005-30 | Suspended Beam | Cast in Situ |  |  | 267.07 |  | 0.2184
12401353 |  | Structural Framing | New Construction | C_BEA_CB_Concrete Beams_BxH_: 500x880mm | 01-01-01-11-005-30 | Suspended Beam | Cast in Situ |  |  | 267.07 |  | 0.704
12401371 |  | Structural Framing | New Construction | C_BEA_CB_Concrete Beams_BxH_: 500x273mm | 01-01-01-11-005-30 | Suspended Beam | Cast in Situ |  |  | 267.07 |  | 0.2184
12401377 |  | Structural Framing | New Construction | C_BEA_CB_Concrete Beams_BxH_: 500x273mm | 01-01-01-11-005-30 | Suspended Beam | Cast in Situ |  |  | 267.07 |  | 0.2184
12412519 |  | Walls | New Construction | Basic Wall: C_WAL_CW_Concrete Wall_T_200mm | 01-01-01-11-004-30 | Wall | Cast in Situ |  |  | 163.8 |  | 2.081
12415326 |  | Walls | New Construction | Basic Wall: C_WAL_CW_Concrete Wall_T_100mm | 01-01-01-10-004-30 | Upstand | Cast in Situ |  |  | 163.8 |  | 0.0014978
12415344 |  | Walls | New Construction | Basic Wall: C_WAL_CW_Concrete Wall_T_100mm | 01-01-01-10-004-30 | Upstand | Cast in Situ |  |  | 163.8 |  | 0.061562
12415471 |  | Walls | New Construction | Basic Wall: C_WAL_CW_Concrete Wall_T_250mm | 01-01-01-10-004-30 | Wall | Cast in Situ |  |  | 163.8 |  | 1.0127
12450680 |  | Walls | New Construction | Basic Wall: C_WAL_CW_Concrete Wall_T_100mm | 01-01-01-10-005-30 | Upstand | Cast in Situ |  |  | 166.6 |  | 0.13312
12454804 |  | Structural Framing | New Construction | C_BEA_CB_Concrete Beams_BxH_: 500 x 500mm | 01-01-01-11-005-30 | Suspended Beam | Cast in Situ |  |  | 267.07 |  | 1.5613
12466890 |  | Generic Models | New Construction | ATC_STR Vertical Opening (Rectangle): ATC_STR Vertical Opening (Rectangle)
12466906 |  | Generic Models | New Construction | ATC_STR Vertical Opening (Round): Ø150
12466915 |  | Generic Models | New Construction | ATC_STR Vertical Opening (Round): Ø150
12473750 |  | Generic Models | New Construction | ATC_STR Vertical Opening (Round): ATC_STR Vertical Opening (Round)
12473763 |  | Generic Models | New Construction | ATC_STR Vertical Opening (Round): Ø150
12473770 |  | Generic Models | New Construction | ATC_General Surface Opening (Rectangle): ATC_General Surface Opening (Rectangle)
12473930 |  | Walls | Existing - ATC | Basic Wall: C_WAL_CW_Concrete Wall_T_350mm | 01-01-01-11-002-30 | Wall | Cast in Situ |  |  | 119.75 |  | 1.8388
12473966 |  | Walls | Existing - ATC | Basic Wall: C_WAL_CW_Concrete Wall_T_500mm | 01-01-01-11-002-30 | Wall | Cast in Situ |  |  | 119.75 |  | 2.0937
12673568 |  | Generic Models | New Construction | ATC_STR_VERTICAL OPENING (ROUND): ATC_STR_VERTICAL OPENING (ROUND)
12673574 |  | Generic Models | New Construction | ATC_STR_VERTICAL OPENING (ROUND): ATC_STR_VERTICAL OPENING (ROUND)
12673586 |  | Generic Models | New Construction | ATC_STR_VERTICAL OPENING (ROUND): ATC_STR_VERTICAL OPENING (ROUND)
12673592 |  | Generic Models | New Construction | ATC_STR_VERTICAL OPENING (ROUND): ATC_STR_VERTICAL OPENING (ROUND)
12673597 |  | Generic Models | New Construction | ATC_STR_VERTICAL OPENING (ROUND): ATC_STR_VERTICAL OPENING (ROUND)
12673609 |  | Generic Models | New Construction | ATC_STR_VERTICAL OPENING (ROUND): ATC_STR_VERTICAL OPENING (ROUND)
12673622 |  | Generic Models | New Construction | ATC_STR_VERTICAL OPENING (ROUND): ATC_STR_VERTICAL OPENING (ROUND)
12693264 |  | Walls | New Construction | Basic Wall: C_WAL_CW_Concrete Wall_T_200mm | 01-01-01-09-003-30 | Wall | Cast in Situ |  |  | 155.74 |  | 0
12693367 |  | Walls | New Construction | Basic Wall: C_WAL_CW_Concrete Wall_T_200mm | 01-01-01-09-003-30 | Wall | Cast in Situ |  |  | 155.74 |  | 0
12693856 |  | Walls | New Construction | Basic Wall: C_WAL_CW_Concrete Wall_T_200mm | 01-01-01-09-004-30 | Wall | Cast in Situ |  |  | 163.8 |  | 0.05104
12757028 |  | Floors | New Construction | Floor: C_SL_Concrete Slab_T_500mm | 01-01-01-09-005-30 | Suspended Slab | Cast in Situ |  |  | 155 |  | 0.159
12773597 |  | Walls | New Construction | Basic Wall: C_WAL_CW_Concrete Wall_T_400mm | 01-01-01-10-004-30 | Wall | Cast in Situ |  |  | 163.8 |  | 0.35427
12775705 |  | Walls | New Construction | Basic Wall: C_WAL_CW_Concrete Wall_T_100mm | 01-01-01-10-005-30 | Upstand | Cast in Situ |  |  | 166.6 |  | 0.076191
12795952 |  | Walls | New Construction | Basic Wall: C_WAL_CW_Concrete Wall_T_100mm | 01-01-01-10-004-30 | Upstand | Cast in Situ |  |  | 163.8 |  | 0.09382
12808708 |  | Floors | New Construction | Floor: C_SL_Concrete Slab_T_1125mm | 01-01-01-10-005-30 | Suspended Slab | Cast in Situ |  |  | 155 |  | 0.94856
12808727 |  | Floors | New Construction | Floor: C_SL_Concrete Slab_T_1125mm | 01-01-01-10-005-30 | Suspended Slab | Cast in Situ |  |  | 155 |  | 1.0365
12872650 |  | Generic Models | New Construction | ATC_Coo Point: ATC_Coo Point
12872651 |  | Generic Models | New Construction | ATC_Coo Point: ATC_Coo Point
12872652 |  | Generic Models | New Construction | ATC_Coo Point: ATC_Coo Point
12872653 |  | Generic Models | New Construction | ATC_Coo Point: ATC_Coo Point
12872654 |  | Generic Models | New Construction | ATC_Coo Point: ATC_Coo Point
12872655 |  | Generic Models | New Construction | ATC_Coo Point: ATC_Coo Point
12872656 |  | Generic Models | New Construction | ATC_Coo Point: ATC_Coo Point
12872657 |  | Generic Models | New Construction | ATC_Coo Point: ATC_Coo Point
12872658 |  | Generic Models | New Construction | ATC_Coo Point: ATC_Coo Point
12872659 |  | Generic Models | New Construction | ATC_Coo Point: ATC_Coo Point
12872660 |  | Generic Models | New Construction | ATC_Coo Point: ATC_Coo Point
12872661 |  | Generic Models | New Construction | ATC_Coo Point: ATC_Coo Point
12872662 |  | Generic Models | New Construction | ATC_Coo Point: ATC_Coo Point
12872663 |  | Generic Models | New Construction | ATC_Coo Point: ATC_Coo Point
12872664 |  | Generic Models | New Construction | ATC_Coo Point: ATC_Coo Point
12872665 |  | Generic Models | New Construction | ATC_Coo Point: ATC_Coo Point
12872666 |  | Generic Models | New Construction | ATC_Coo Point: ATC_Coo Point
12872667 |  | Generic Models | New Construction | ATC_Coo Point: ATC_Coo Point
12872668 |  | Generic Models | New Construction | ATC_Coo Point: ATC_Coo Point
12872669 |  | Generic Models | New Construction | ATC_Coo Point: ATC_Coo Point
12872670 |  | Generic Models | New Construction | ATC_Coo Point: ATC_Coo Point
12872671 |  | Generic Models | New Construction | ATC_Coo Point: ATC_Coo Point
12872672 |  | Generic Models | New Construction | ATC_Coo Point: ATC_Coo Point
12872673 |  | Generic Models | New Construction | ATC_Coo Point: ATC_Coo Point
12872674 |  | Generic Models | New Construction | ATC_Coo Point: ATC_Coo Point
12872675 |  | Generic Models | New Construction | ATC_Coo Point: ATC_Coo Point
12872676 |  | Generic Models | New Construction | ATC_Coo Point: ATC_Coo Point
12872677 |  | Generic Models | New Construction | ATC_Coo Point: ATC_Coo Point
12872678 |  | Generic Models | New Construction | ATC_Coo Point: ATC_Coo Point
12872679 |  | Generic Models | New Construction | ATC_Coo Point: ATC_Coo Point
12872680 |  | Generic Models | New Construction | ATC_Coo Point: ATC_Coo Point
12872681 |  | Generic Models | New Construction | ATC_Coo Point: ATC_Coo Point
12872682 |  | Generic Models | New Construction | ATC_Coo Point: ATC_Coo Point
12872683 |  | Generic Models | New Construction | ATC_Coo Point: ATC_Coo Point
12872684 |  | Generic Models | New Construction | ATC_Coo Point: ATC_Coo Point
12872685 |  | Generic Models | New Construction | ATC_Coo Point: ATC_Coo Point
12872686 |  | Generic Models | New Construction | ATC_Coo Point: ATC_Coo Point
12872687 |  | Generic Models | New Construction | ATC_Coo Point: ATC_Coo Point
12872688 |  | Generic Models | New Construction | ATC_Coo Point: ATC_Coo Point
12872689 |  | Generic Models | New Construction | ATC_Coo Point: ATC_Coo Point
12872690 |  | Generic Models | New Construction | ATC_Coo Point: ATC_Coo Point
12872691 |  | Generic Models | New Construction | ATC_Coo Point: ATC_Coo Point
12872692 |  | Generic Models | New Construction | ATC_Coo Point: ATC_Coo Point
12872693 |  | Generic Models | New Construction | ATC_Coo Point: ATC_Coo Point
12872694 |  | Generic Models | New Construction | ATC_Coo Point: ATC_Coo Point
12872695 |  | Generic Models | New Construction | ATC_Coo Point: ATC_Coo Point
12872696 |  | Generic Models | New Construction | ATC_Coo Point: ATC_Coo Point
12872697 |  | Generic Models | New Construction | ATC_Coo Point: ATC_Coo Point
12872698 |  | Generic Models | New Construction | ATC_Coo Point: ATC_Coo Point
12872699 |  | Generic Models | New Construction | ATC_Coo Point: ATC_Coo Point
12872700 |  | Generic Models | New Construction | ATC_Coo Point: ATC_Coo Point
12872701 |  | Generic Models | New Construction | ATC_Coo Point: ATC_Coo Point
12872702 |  | Generic Models | New Construction | ATC_Coo Point: ATC_Coo Point
12872703 |  | Generic Models | New Construction | ATC_Coo Point: ATC_Coo Point
12872704 |  | Generic Models | New Construction | ATC_Coo Point: ATC_Coo Point
12872705 |  | Generic Models | New Construction | ATC_Coo Point: ATC_Coo Point
12872706 |  | Generic Models | New Construction | ATC_Coo Point: ATC_Coo Point
12872707 |  | Generic Models | New Construction | ATC_Coo Point: ATC_Coo Point
12872708 |  | Generic Models | New Construction | ATC_Coo Point: ATC_Coo Point
12872709 |  | Generic Models | New Construction | ATC_Coo Point: ATC_Coo Point
12872710 |  | Generic Models | New Construction | ATC_Coo Point: ATC_Coo Point
12872711 |  | Generic Models | New Construction | ATC_Coo Point: ATC_Coo Point
12872712 |  | Generic Models | New Construction | ATC_Coo Point: ATC_Coo Point
12872713 |  | Generic Models | New Construction | ATC_Coo Point: ATC_Coo Point
12872714 |  | Generic Models | New Construction | ATC_Coo Point: ATC_Coo Point
12872715 |  | Generic Models | New Construction | ATC_Coo Point: ATC_Coo Point
12872716 |  | Generic Models | New Construction | ATC_Coo Point: ATC_Coo Point
12872717 |  | Generic Models | New Construction | ATC_Coo Point: ATC_Coo Point
12872718 |  | Generic Models | New Construction | ATC_Coo Point: ATC_Coo Point
12872719 |  | Generic Models | New Construction | ATC_Coo Point: ATC_Coo Point
12872720 |  | Generic Models | New Construction | ATC_Coo Point: ATC_Coo Point
12872721 |  | Generic Models | New Construction | ATC_Coo Point: ATC_Coo Point
12872722 |  | Generic Models | New Construction | ATC_Coo Point: ATC_Coo Point
12872723 |  | Generic Models | New Construction | ATC_Coo Point: ATC_Coo Point
12872724 |  | Generic Models | New Construction | ATC_Coo Point: ATC_Coo Point
12872725 |  | Generic Models | New Construction | ATC_Coo Point: ATC_Coo Point
12872726 |  | Generic Models | New Construction | ATC_Coo Point: ATC_Coo Point
12872727 |  | Generic Models | New Construction | ATC_Coo Point: ATC_Coo Point
12872728 |  | Generic Models | New Construction | ATC_Coo Point: ATC_Coo Point
12872729 |  | Generic Models | New Construction | ATC_Coo Point: ATC_Coo Point
12872730 |  | Generic Models | New Construction | ATC_Coo Point: ATC_Coo Point
12872731 |  | Generic Models | New Construction | ATC_Coo Point: ATC_Coo Point
12872732 |  | Generic Models | New Construction | ATC_Coo Point: ATC_Coo Point
12872733 |  | Generic Models | New Construction | ATC_Coo Point: ATC_Coo Point
12872734 |  | Generic Models | New Construction | ATC_Coo Point: ATC_Coo Point
12873020 |  | Generic Models | New Construction | ATC_Coo Point: ATC_Coo Point
12873021 |  | Generic Models | New Construction | ATC_Coo Point: ATC_Coo Point
12873022 |  | Generic Models | New Construction | ATC_Coo Point: ATC_Coo Point
12873023 |  | Generic Models | New Construction | ATC_Coo Point: ATC_Coo Point
12873024 |  | Generic Models | New Construction | ATC_Coo Point: ATC_Coo Point
12873025 |  | Generic Models | New Construction | ATC_Coo Point: ATC_Coo Point
12873026 |  | Generic Models | New Construction | ATC_Coo Point: ATC_Coo Point
12873027 |  | Generic Models | New Construction | ATC_Coo Point: ATC_Coo Point
12873028 |  | Generic Models | New Construction | ATC_Coo Point: ATC_Coo Point
12873029 |  | Generic Models | New Construction | ATC_Coo Point: ATC_Coo Point
12873030 |  | Generic Models | New Construction | ATC_Coo Point: ATC_Coo Point
12873031 |  | Generic Models | New Construction | ATC_Coo Point: ATC_Coo Point
12873032 |  | Generic Models | New Construction | ATC_Coo Point: ATC_Coo Point
12873033 |  | Generic Models | New Construction | ATC_Coo Point: ATC_Coo Point
12873034 |  | Generic Models | New Construction | ATC_Coo Point: ATC_Coo Point
12873035 |  | Generic Models | New Construction | ATC_Coo Point: ATC_Coo Point
12873036 |  | Generic Models | New Construction | ATC_Coo Point: ATC_Coo Point
12873037 |  | Generic Models | New Construction | ATC_Coo Point: ATC_Coo Point
12873038 |  | Generic Models | New Construction | ATC_Coo Point: ATC_Coo Point
12873039 |  | Generic Models | New Construction | ATC_Coo Point: ATC_Coo Point
12873040 |  | Generic Models | New Construction | ATC_Coo Point: ATC_Coo Point
12873041 |  | Generic Models | New Construction | ATC_Coo Point: ATC_Coo Point
12873060 |  | Generic Models | New Construction | ATC_Coo Point: ATC_Coo Point
12873061 |  | Generic Models | New Construction | ATC_Coo Point: ATC_Coo Point
12873062 |  | Generic Models | New Construction | ATC_Coo Point: ATC_Coo Point
12873063 |  | Generic Models | New Construction | ATC_Coo Point: ATC_Coo Point
12873064 |  | Generic Models | New Construction | ATC_Coo Point: ATC_Coo Point
12873706 |  | Generic Models | New Construction | ATC_Coo Point: ATC_Coo Point
12873707 |  | Generic Models | New Construction | ATC_Coo Point: ATC_Coo Point
12873708 |  | Generic Models | New Construction | ATC_Coo Point: ATC_Coo Point
12873709 |  | Generic Models | New Construction | ATC_Coo Point: ATC_Coo Point
12873710 |  | Generic Models | New Construction | ATC_Coo Point: ATC_Coo Point
12873711 |  | Generic Models | New Construction | ATC_Coo Point: ATC_Coo Point
12873712 |  | Generic Models | New Construction | ATC_Coo Point: ATC_Coo Point
12873713 |  | Generic Models | New Construction | ATC_Coo Point: ATC_Coo Point
12873714 |  | Generic Models | New Construction | ATC_Coo Point: ATC_Coo Point
12873715 |  | Generic Models | New Construction | ATC_Coo Point: ATC_Coo Point
12873716 |  | Generic Models | New Construction | ATC_Coo Point: ATC_Coo Point
12873717 |  | Generic Models | New Construction | ATC_Coo Point: ATC_Coo Point
12873718 |  | Generic Models | New Construction | ATC_Coo Point: ATC_Coo Point
12873720 |  | Generic Models | New Construction | ATC_Coo Point: ATC_Coo Point
12886007 |  | Generic Models | New Construction | ATC_Coo Point: ATC_Coo Point
12886050 |  | Generic Models | New Construction | ATC_Coo Point: ATC_Coo Point
12886135 |  | Generic Models | New Construction | ATC_Coo Point: ATC_Coo Point
12886174 |  | Generic Models | New Construction | ATC_Coo Point: ATC_Coo Point
12915706 |  | Structural Foundations | New Construction | Foundation Slab: 250 | [7 empty] | 1.0899
13001732 |  | Generic Models | New Construction | ATC_STR Vertical Opening (Round with Depth): Ø50
13001987 |  | Generic Models | New Construction | ATC_STR Vertical Opening (Round with Depth): Ø50
13005480 |  | Walls | New Construction | Walls 235: Walls 235
13005887 |  | Walls | New Construction | Walls 260: Walls 260
13006032 |  | Walls | New Construction | Walls 273: Walls 273
13006249 |  | Walls | New Construction | Walls 280: Walls 280
13008030 |  | Generic Models | New Construction | CANADIAN DUCT: CANADIAN DUCT | 01-01-01-11-001-30 | Canadian duct | Precast |  |  |  |  | 2.216
13008031 |  | Generic Models | New Construction | CANADIAN DUCT: CANADIAN DUCT | 01-01-01-11-001-30 | Canadian duct | Precast |  |  |  |  | 2.216
13008032 |  | Generic Models | New Construction | CANADIAN DUCT: CANADIAN DUCT | 01-01-01-11-001-30 | Canadian duct | Precast |  |  |  |  | 2.216
13008033 |  | Generic Models | New Construction | CANADIAN DUCT: CANADIAN DUCT | 01-01-01-11-001-30 | Canadian duct | Precast |  |  |  |  | 2.216
13008034 |  | Generic Models | New Construction | CANADIAN DUCT: CANADIAN DUCT | 01-01-01-11-001-30 | Canadian duct | Precast |  |  |  |  | 2.216
13008035 |  | Generic Models | New Construction | CANADIAN DUCT: CANADIAN DUCT | 01-01-01-11-001-30 | Canadian duct | Precast |  |  |  |  | 2.216
13008036 |  | Generic Models | New Construction | CANADIAN DUCT: CANADIAN DUCT | 01-01-01-11-001-30 | Canadian duct | Precast |  |  |  |  | 2.216
13008037 |  | Generic Models | New Construction | CANADIAN DUCT: CANADIAN DUCT | 01-01-01-11-001-30 | Canadian duct | Precast |  |  |  |  | 2.216
13008038 |  | Generic Models | New Construction | CANADIAN DUCT: CANADIAN DUCT | 01-01-01-11-001-30 | Canadian duct | Precast |  |  |  |  | 2.216
13008039 |  | Generic Models | New Construction | CANADIAN DUCT: CANADIAN DUCT | 01-01-01-11-001-30 | Canadian duct | Precast |  |  |  |  | 2.216
13008040 |  | Generic Models | New Construction | CANADIAN DUCT: CANADIAN DUCT | 01-01-01-11-001-30 | Canadian duct | Precast |  |  |  |  | 2.216
13008041 |  | Generic Models | New Construction | CANADIAN DUCT: CANADIAN DUCT | 01-01-01-11-001-30 | Canadian duct | Precast |  |  |  |  | 2.216
13008042 |  | Generic Models | New Construction | CANADIAN DUCT: CANADIAN DUCT | 01-01-01-11-001-30 | Canadian duct | Precast |  |  |  |  | 2.216
13008043 |  | Generic Models | New Construction | CANADIAN DUCT: CANADIAN DUCT | 01-01-01-11-001-30 | Canadian duct | Precast |  |  |  |  | 2.216
13008044 |  | Generic Models | New Construction | CANADIAN DUCT: CANADIAN DUCT | 01-01-01-11-001-30 | Canadian duct | Precast |  |  |  |  | 2.216
13008045 |  | Generic Models | New Construction | CANADIAN DUCT: CANADIAN DUCT | 01-01-01-11-001-30 | Canadian duct | Precast |  |  |  |  | 2.216
13008046 |  | Generic Models | New Construction | CANADIAN DUCT: CANADIAN DUCT | 01-01-01-11-001-30 | Canadian duct | Precast |  |  |  |  | 2.216
13008047 |  | Generic Models | New Construction | CANADIAN DUCT: CANADIAN DUCT | 01-01-01-11-001-30 | Canadian duct | Precast |  |  |  |  | 2.216
13008048 |  | Generic Models | New Construction | CANADIAN DUCT: CANADIAN DUCT | 01-01-01-11-001-30 | Canadian duct | Precast |  |  |  |  | 2.216
13008049 |  | Generic Models | New Construction | CANADIAN DUCT: CANADIAN DUCT | 01-01-01-11-001-30 | Canadian duct | Precast |  |  |  |  | 2.216
13008050 |  | Generic Models | New Construction | CANADIAN DUCT: CANADIAN DUCT | 01-01-01-11-001-30 | Canadian duct | Precast |  |  |  |  | 2.216
13008051 |  | Generic Models | New Construction | CANADIAN DUCT: CANADIAN DUCT | 01-01-01-11-001-30 | Canadian duct | Precast |  |  |  |  | 2.216
13008052 |  | Generic Models | New Construction | CANADIAN DUCT: CANADIAN DUCT | 01-01-01-11-001-30 | Canadian duct | Precast |  |  |  |  | 2.216
13008053 |  | Generic Models | New Construction | CANADIAN DUCT: CANADIAN DUCT | 01-01-01-11-001-30 | Canadian duct | Precast |  |  |  |  | 2.216
13008054 |  | Generic Models | New Construction | CANADIAN DUCT: CANADIAN DUCT | 01-01-01-11-001-30 | Canadian duct | Precast |  |  |  |  | 2.216
13008055 |  | Generic Models | New Construction | CANADIAN DUCT: CANADIAN DUCT | 01-01-01-11-001-30 | Canadian duct | Precast |  |  |  |  | 2.216
13008057 |  | Generic Models | New Construction | CANADIAN DUCT: CANADIAN DUCT | 01-01-01-11-001-30 | Canadian duct | Precast |  |  |  |  | 2.216
13008059 |  | Generic Models | New Construction | ATC_STR Vertical Opening (Round): ATC_STR Vertical Opening (Round)
13008060 |  | Generic Models | New Construction | ATC_STR Vertical Opening (Round): ATC_STR Vertical Opening (Round)
13008072 |  | Generic Models | New Construction | CANADIAN DUCT: CANADIAN DUCT | 01-01-01-11-001-30 | Canadian duct | Precast |  |  |  |  | 2.216
13008073 |  | Generic Models | New Construction | CANADIAN DUCT: CANADIAN DUCT | 01-01-01-11-001-30 | Canadian duct | Precast |  |  |  |  | 2.216
13008074 |  | Generic Models | New Construction | CANADIAN DUCT: CANADIAN DUCT | 01-01-01-11-001-30 | Canadian duct | Precast |  |  |  |  | 2.216
13008075 |  | Generic Models | New Construction | CANADIAN DUCT: CANADIAN DUCT | 01-01-01-11-001-30 | Canadian duct | Precast |  |  |  |  | 2.216
13008076 |  | Generic Models | New Construction | CANADIAN DUCT: CANADIAN DUCT | 01-01-01-11-001-30 | Canadian duct | Precast |  |  |  |  | 2.216
13008077 |  | Generic Models | New Construction | CANADIAN DUCT: CANADIAN DUCT | 01-01-01-11-001-30 | Canadian duct | Precast |  |  |  |  | 2.216
13008078 |  | Generic Models | New Construction | CANADIAN DUCT: CANADIAN DUCT | 01-01-01-11-001-30 | Canadian duct | Precast |  |  |  |  | 2.216
13008079 |  | Generic Models | New Construction | CANADIAN DUCT: CANADIAN DUCT | 01-01-01-11-001-30 | Canadian duct | Precast |  |  |  |  | 2.216
13008080 |  | Generic Models | New Construction | CANADIAN DUCT: CANADIAN DUCT | 01-01-01-11-001-30 | Canadian duct | Precast |  |  |  |  | 2.216
13008081 |  | Generic Models | New Construction | CANADIAN DUCT: CANADIAN DUCT | 01-01-01-11-001-30 | Canadian duct | Precast |  |  |  |  | 2.216
13008082 |  | Generic Models | New Construction | CANADIAN DUCT: CANADIAN DUCT | 01-01-01-11-001-30 | Canadian duct | Precast |  |  |  |  | 2.216
13008083 |  | Generic Models | New Construction | CANADIAN DUCT: CANADIAN DUCT | 01-01-01-11-001-30 | Canadian duct | Precast |  |  |  |  | 2.216
13008084 |  | Generic Models | New Construction | CANADIAN DUCT: CANADIAN DUCT | 01-01-01-11-001-30 | Canadian duct | Precast |  |  |  |  | 2.216
13008085 |  | Generic Models | New Construction | CANADIAN DUCT: CANADIAN DUCT | 01-01-01-11-001-30 | Canadian duct | Precast |  |  |  |  | 2.216
13008086 |  | Generic Models | New Construction | CANADIAN DUCT: CANADIAN DUCT | 01-01-01-11-001-30 | Canadian duct | Precast |  |  |  |  | 2.216
13008087 |  | Generic Models | New Construction | CANADIAN DUCT: CANADIAN DUCT | 01-01-01-11-001-30 | Canadian duct | Precast |  |  |  |  | 2.216
13008088 |  | Generic Models | New Construction | CANADIAN DUCT: CANADIAN DUCT | 01-01-01-11-001-30 | Canadian duct | Precast |  |  |  |  | 2.216
13008089 |  | Generic Models | New Construction | CANADIAN DUCT: CANADIAN DUCT | 01-01-01-11-001-30 | Canadian duct | Precast |  |  |  |  | 2.216
13008090 |  | Generic Models | New Construction | CANADIAN DUCT: CANADIAN DUCT | 01-01-01-11-001-30 | Canadian duct | Precast |  |  |  |  | 2.216
13008091 |  | Generic Models | New Construction | CANADIAN DUCT: CANADIAN DUCT | 01-01-01-11-001-30 | Canadian duct | Precast |  |  |  |  | 2.216
13008092 |  | Generic Models | New Construction | CANADIAN DUCT: CANADIAN DUCT | 01-01-01-11-001-30 | Canadian duct | Precast |  |  |  |  | 2.216
13008093 |  | Generic Models | New Construction | CANADIAN DUCT: CANADIAN DUCT | 01-01-01-11-001-30 | Canadian duct | Precast |  |  |  |  | 2.216
13008094 |  | Generic Models | New Construction | CANADIAN DUCT: CANADIAN DUCT | 01-01-01-11-001-30 | Canadian duct | Precast |  |  |  |  | 2.216
13008095 |  | Generic Models | New Construction | CANADIAN DUCT: CANADIAN DUCT | 01-01-01-11-001-30 | Canadian duct | Precast |  |  |  |  | 2.216
13008096 |  | Generic Models | New Construction | CANADIAN DUCT: CANADIAN DUCT | 01-01-01-11-001-30 | Canadian duct | Precast |  |  |  |  | 2.216
13008097 |  | Generic Models | New Construction | CANADIAN DUCT: CANADIAN DUCT | 01-01-01-11-001-30 | Canadian duct | Precast |  |  |  |  | 2.216
13008099 |  | Generic Models | New Construction | CANADIAN DUCT: CANADIAN DUCT | 01-01-01-11-001-30 | Canadian duct | Precast |  |  |  |  | 2.216
13008100 |  | Generic Models | New Construction | CANADIAN DUCT: CANADIAN DUCT | 01-01-01-11-001-30 | Canadian duct | Precast |  |  |  |  | 2.216
13008101 |  | Generic Models | Existing - ATC | CANADIAN DUCT: CANADIAN DUCT | 01-01-01-11-001-30 | Canadian duct | Precast |  |  |  |  | 2.216
13008103 |  | Generic Models | Existing - ATC | CANADIAN DUCT: CANADIAN DUCT | 01-01-01-11-001-30 | Canadian duct | Precast |  |  |  |  | 2.216
13008104 |  | Generic Models | Existing - ATC | CANADIAN DUCT: CANADIAN DUCT | 01-01-01-11-001-30 | Canadian duct | Precast |  |  |  |  | 2.216
13008105 |  | Generic Models | Existing - ATC | CANADIAN DUCT: CANADIAN DUCT | 01-01-01-11-001-30 | Canadian duct | Precast |  |  |  |  | 2.216
13008106 |  | Generic Models | Existing - ATC | CANADIAN DUCT: CANADIAN DUCT | 01-01-01-11-001-30 | Canadian duct | Precast |  |  |  |  | 2.216
13008107 |  | Generic Models | Existing - ATC | CANADIAN DUCT: CANADIAN DUCT | 01-01-01-11-001-30 | Canadian duct | Precast |  |  |  |  | 2.216
13008108 |  | Generic Models | Existing - ATC | CANADIAN DUCT: CANADIAN DUCT | 01-01-01-11-001-30 | Canadian duct | Precast |  |  |  |  | 2.216
13008109 |  | Generic Models | Existing - ATC | CANADIAN DUCT: CANADIAN DUCT | 01-01-01-11-001-30 | Canadian duct | Precast |  |  |  |  | 2.216
13008110 |  | Generic Models | Existing - ATC | CANADIAN DUCT: CANADIAN DUCT | 01-01-01-11-001-30 | Canadian duct | Precast |  |  |  |  | 2.216
13008111 |  | Generic Models | Existing - ATC | CANADIAN DUCT: CANADIAN DUCT | 01-01-01-11-001-30 | Canadian duct | Precast |  |  |  |  | 2.216
13008112 |  | Generic Models | Existing - ATC | CANADIAN DUCT: CANADIAN DUCT | 01-01-01-11-001-30 | Canadian duct | Precast |  |  |  |  | 2.216
13008113 |  | Generic Models | Existing - ATC | CANADIAN DUCT: CANADIAN DUCT | 01-01-01-11-001-30 | Canadian duct | Precast |  |  |  |  | 2.216
13008114 |  | Generic Models | Existing - ATC | CANADIAN DUCT: CANADIAN DUCT | 01-01-01-11-001-30 | Canadian duct | Precast |  |  |  |  | 2.216
13008115 |  | Generic Models | Existing - ATC | CANADIAN DUCT: CANADIAN DUCT | 01-01-01-11-001-30 | Canadian duct | Precast |  |  |  |  | 2.216
13008116 |  | Generic Models | Existing - ATC | CANADIAN DUCT: CANADIAN DUCT | 01-01-01-11-001-30 | Canadian duct | Precast |  |  |  |  | 2.216
13008117 |  | Generic Models | Existing - ATC | CANADIAN DUCT: CANADIAN DUCT | 01-01-01-11-001-30 | Canadian duct | Precast |  |  |  |  | 2.216
13008118 |  | Generic Models | Existing - ATC | CANADIAN DUCT: CANADIAN DUCT | 01-01-01-11-001-30 | Canadian duct | Precast |  |  |  |  | 2.216
13008119 |  | Generic Models | Existing - ATC | CANADIAN DUCT: CANADIAN DUCT | 01-01-01-11-001-30 | Canadian duct | Precast |  |  |  |  | 2.216
13008120 |  | Generic Models | Existing - ATC | CANADIAN DUCT: CANADIAN DUCT | 01-01-01-11-001-30 | Canadian duct | Precast |  |  |  |  | 2.216
13008121 |  | Generic Models | Existing - ATC | CANADIAN DUCT: CANADIAN DUCT | 01-01-01-11-001-30 | Canadian duct | Precast |  |  |  |  | 2.216
13008122 |  | Generic Models | Existing - ATC | CANADIAN DUCT: CANADIAN DUCT | 01-01-01-11-001-30 | Canadian duct | Precast |  |  |  |  | 2.216
13008123 |  | Generic Models | Existing - ATC | CANADIAN DUCT: CANADIAN DUCT | 01-01-01-11-001-30 | Canadian duct | Precast |  |  |  |  | 2.216
13008124 |  | Generic Models | Existing - ATC | CANADIAN DUCT: CANADIAN DUCT | 01-01-01-11-001-30 | Canadian duct | Precast |  |  |  |  | 2.216
13008125 |  | Generic Models | Existing - ATC | CANADIAN DUCT: CANADIAN DUCT | 01-01-01-11-001-30 | Canadian duct | Precast |  |  |  |  | 2.216
13008126 |  | Generic Models | Existing - ATC | CANADIAN DUCT: CANADIAN DUCT | 01-01-01-11-001-30 | Canadian duct | Precast |  |  |  |  | 2.216
13008127 |  | Generic Models | Existing - ATC | CANADIAN DUCT: CANADIAN DUCT | 01-01-01-11-001-30 | Canadian duct | Precast |  |  |  |  | 2.216
13008128 |  | Generic Models | Existing - ATC | CANADIAN DUCT: CANADIAN DUCT | 01-01-01-11-001-30 | Canadian duct | Precast |  |  |  |  | 2.216
13008129 |  | Generic Models | Existing - ATC | CANADIAN DUCT: CANADIAN DUCT | 01-01-01-11-001-30 | Canadian duct | Precast |  |  |  |  | 2.216
13008130 |  | Generic Models | Existing - ATC | CANADIAN DUCT: CANADIAN DUCT | 01-01-01-11-001-30 | Canadian duct | Precast |  |  |  |  | 2.216
13008131 |  | Generic Models | Existing - ATC | CANADIAN DUCT: CANADIAN DUCT | 01-01-01-11-001-30 | Canadian duct | Precast |  |  |  |  | 2.216
13008132 |  | Generic Models | Existing - ATC | CANADIAN DUCT: CANADIAN DUCT | 01-01-01-11-001-30 | Canadian duct | Precast |  |  |  |  | 2.216
13008133 |  | Generic Models | Existing - ATC | CANADIAN DUCT: CANADIAN DUCT | 01-01-01-11-001-30 | Canadian duct | Precast |  |  |  |  | 2.216
13008134 |  | Generic Models | Existing - ATC | CANADIAN DUCT: CANADIAN DUCT | 01-01-01-11-001-30 | Canadian duct | Precast |  |  |  |  | 2.216
13008135 |  | Generic Models | Existing - ATC | CANADIAN DUCT: CANADIAN DUCT | 01-01-01-11-001-30 | Canadian duct | Precast |  |  |  |  | 2.216
13008136 |  | Generic Models | Existing - ATC | CANADIAN DUCT: CANADIAN DUCT | 01-01-01-11-001-30 | Canadian duct | Precast |  |  |  |  | 2.216
13008137 |  | Generic Models | Existing - ATC | CANADIAN DUCT: CANADIAN DUCT | 01-01-01-11-001-30 | Canadian duct | Precast |  |  |  |  | 2.216
13008138 |  | Generic Models | Existing - ATC | CANADIAN DUCT: CANADIAN DUCT | 01-01-01-11-001-30 | Canadian duct | Precast |  |  |  |  | 2.216
13008139 |  | Generic Models | Existing - ATC | CANADIAN DUCT: CANADIAN DUCT | 01-01-01-11-001-30 | Canadian duct | Precast |  |  |  |  | 2.216
13008140 |  | Generic Models | Existing - ATC | CANADIAN DUCT: CANADIAN DUCT | 01-01-01-11-001-30 | Canadian duct | Precast |  |  |  |  | 2.216
13008141 |  | Generic Models | Existing - ATC | CANADIAN DUCT: CANADIAN DUCT | 01-01-01-11-001-30 | Canadian duct | Precast |  |  |  |  | 2.216
13008142 |  | Generic Models | Existing - ATC | CANADIAN DUCT: CANADIAN DUCT | 01-01-01-11-001-30 | Canadian duct | Precast |  |  |  |  | 2.216
13008143 |  | Generic Models | Existing - ATC | CANADIAN DUCT: CANADIAN DUCT | 01-01-01-11-001-30 | Canadian duct | Precast |  |  |  |  | 2.216
13008144 |  | Generic Models | Existing - ATC | CANADIAN DUCT: CANADIAN DUCT | 01-01-01-11-001-30 | Canadian duct | Precast |  |  |  |  | 2.216
13008145 |  | Generic Models | Existing - ATC | CANADIAN DUCT: CANADIAN DUCT | 01-01-01-11-001-30 | Canadian duct | Precast |  |  |  |  | 2.216
13008146 |  | Generic Models | Existing - ATC | CANADIAN DUCT: CANADIAN DUCT | 01-01-01-11-001-30 | Canadian duct | Precast |  |  |  |  | 2.216
13008147 |  | Generic Models | Existing - ATC | CANADIAN DUCT: CANADIAN DUCT | 01-01-01-11-001-30 | Canadian duct | Precast |  |  |  |  | 2.216
13008148 |  | Generic Models | Existing - ATC | CANADIAN DUCT: CANADIAN DUCT | 01-01-01-11-001-30 | Canadian duct | Precast |  |  |  |  | 2.216
13008149 |  | Generic Models | Existing - ATC | CANADIAN DUCT: CANADIAN DUCT | 01-01-01-11-001-30 | Canadian duct | Precast |  |  |  |  | 2.216
13008150 |  | Generic Models | Existing - ATC | CANADIAN DUCT: CANADIAN DUCT | 01-01-01-11-001-30 | Canadian duct | Precast |  |  |  |  | 2.216
13008151 |  | Generic Models | Existing - ATC | CANADIAN DUCT: CANADIAN DUCT | 01-01-01-11-001-30 | Canadian duct | Precast |  |  |  |  | 2.216
13008152 |  | Generic Models | Existing - ATC | CANADIAN DUCT: CANADIAN DUCT | 01-01-01-11-001-30 | Canadian duct | Precast |  |  |  |  | 2.216
13008153 |  | Generic Models | Existing - ATC | CANADIAN DUCT: CANADIAN DUCT | 01-01-01-11-001-30 | Canadian duct | Precast |  |  |  |  | 2.216
13008154 |  | Generic Models | Existing - ATC | CANADIAN DUCT: CANADIAN DUCT | 01-01-01-11-001-30 | Canadian duct | Precast |  |  |  |  | 2.216
13008155 |  | Generic Models | Existing - ATC | CANADIAN DUCT: CANADIAN DUCT | 01-01-01-11-001-30 | Canadian duct | Precast |  |  |  |  | 2.216
13008156 |  | Generic Models | Existing - ATC | CANADIAN DUCT: CANADIAN DUCT | 01-01-01-11-001-30 | Canadian duct | Precast |  |  |  |  | 2.216
13012359 |  | Walls | New Construction | Walls 281: Walls 281
13012398 |  | Walls | New Construction | Walls 282: Walls 282
13012424 |  | Walls | New Construction | Walls 283: Walls 283
13012452 |  | Walls | New Construction | Walls 284: Walls 284
13041110 |  | Floors | New Construction | Floor: C_SL_Concrete Slab_T_200mm | 01-01-01-11-005-30 | Suspended Slab | Cast in Situ |  |  | 155 |  | 86.1605
13041140 |  | Floors | Existing - ATC | Floor: C_SL_Concrete Slab_T_250mm | 01-01-01-11-005-30 | Suspended Slab | Cast in Situ |  |  | 155 |  | 11.3553
13041682 |  | Walls | New Construction | Basic Wall: C_WAL_CW_Concrete Wall_T_200mm | 01-01-01-09-003-30 | Wall | Cast in Situ |  |  | 155.74 |  | 0.03146
13041690 |  | Walls | New Construction | Basic Wall: C_WAL_CW_Concrete Wall_T_200mm | 01-01-01-09-003-30 | Wall | Cast in Situ |  |  | 155.74 |  | 0.03146
13046999 |  | Generic Models | New Construction | ATC_General Surface Opening (Rectangle): ATC_General Surface Opening (Rectangle)
13048113 |  | Generic Models | New Construction | ATC_General Surface Opening (Rectangle): ATC_General Surface Opening (Rectangle)
13052408 |  | Generic Models | New Construction | ATC_Floor Opening (Round): Ø 80
13086801 |  | Generic Models | New Construction | ATC_Floor Opening (Round): Ø 80
13086806 |  | Generic Models | New Construction | ATC_Floor Opening (Round): Ø 80
13086830 |  | Generic Models | New Construction | ATC_Floor Opening: 250 x 250 x 500
13086841 |  | Generic Models | New Construction | ATC_Floor Opening (Round): Ø 80
13086864 |  | Generic Models | New Construction | ATC_Floor Opening (Round): Ø 80
13086878 |  | Generic Models | New Construction | ATC_Floor Opening (Round): Ø 80
13086883 |  | Generic Models | New Construction | ATC_Floor Opening (Round): Ø 80
13086890 |  | Generic Models | New Construction | ATC_Floor Opening (Round): Ø 80
13086895 |  | Generic Models | New Construction | ATC_Floor Opening: 250 x 250 x 500
13086912 |  | Generic Models | New Construction | ATC_Floor Opening (Round): Ø 80
13086958 |  | Generic Models | New Construction | ATC_Floor Opening (Round): Ø 80
13102714 |  | Generic Models | New Construction | ATC_Floor Opening (Round): Ø 80
13102722 |  | Generic Models | New Construction | ATC_Floor Opening (Round): Ø 80
13102727 |  | Generic Models | New Construction | ATC_Floor Opening (Round): Ø 80
13104105 |  | Generic Models | New Construction | CANADIAN DUCT: CANADIAN DUCT | 01-01-01-11-001-30 | Canadian duct | Precast |  |  |  |  | 2.216
13104106 |  | Generic Models | New Construction | CANADIAN DUCT: CANADIAN DUCT | 01-01-01-11-001-30 | Canadian duct | Precast |  |  |  |  | 2.216
13104107 |  | Generic Models | New Construction | CANADIAN DUCT: CANADIAN DUCT | 01-01-01-11-001-30 | Canadian duct | Precast |  |  |  |  | 2.216
13104108 |  | Generic Models | New Construction | CANADIAN DUCT: CANADIAN DUCT | 01-01-01-11-001-30 | Canadian duct | Precast |  |  |  |  | 2.216
13104109 |  | Generic Models | New Construction | CANADIAN DUCT: CANADIAN DUCT | 01-01-01-11-001-30 | Canadian duct | Precast |  |  |  |  | 2.216
13104110 |  | Generic Models | New Construction | CANADIAN DUCT: CANADIAN DUCT | 01-01-01-11-001-30 | Canadian duct | Precast |  |  |  |  | 2.216
13104111 |  | Generic Models | New Construction | CANADIAN DUCT: CANADIAN DUCT | 01-01-01-11-001-30 | Canadian duct | Precast |  |  |  |  | 2.216
13104112 |  | Generic Models | New Construction | CANADIAN DUCT: CANADIAN DUCT | 01-01-01-11-001-30 | Canadian duct | Precast |  |  |  |  | 2.216
13104113 |  | Generic Models | New Construction | CANADIAN DUCT: CANADIAN DUCT | 01-01-01-11-001-30 | Canadian duct | Precast |  |  |  |  | 2.216
13104180 |  | Generic Models | New Construction | CANADIAN DUCT: CANADIAN DUCT | 01-01-01-11-001-30 | Canadian duct | Precast |  |  |  |  | 2.216
13104181 |  | Generic Models | New Construction | CANADIAN DUCT: CANADIAN DUCT | 01-01-01-11-001-30 | Canadian duct | Precast |  |  |  |  | 2.216
13104182 |  | Generic Models | New Construction | CANADIAN DUCT: CANADIAN DUCT | 01-01-01-11-001-30 | Canadian duct | Precast |  |  |  |  | 2.216
13104183 |  | Generic Models | New Construction | CANADIAN DUCT: CANADIAN DUCT | 01-01-01-11-001-30 | Canadian duct | Precast |  |  |  |  | 2.216
13104184 |  | Generic Models | New Construction | CANADIAN DUCT: CANADIAN DUCT | 01-01-01-11-001-30 | Canadian duct | Precast |  |  |  |  | 2.216
13104185 |  | Generic Models | New Construction | CANADIAN DUCT: CANADIAN DUCT | 01-01-01-11-001-30 | Canadian duct | Precast |  |  |  |  | 2.216
13104186 |  | Generic Models | New Construction | CANADIAN DUCT: CANADIAN DUCT | 01-01-01-11-001-30 | Canadian duct | Precast |  |  |  |  | 2.216
13104187 |  | Generic Models | New Construction | CANADIAN DUCT: CANADIAN DUCT | 01-01-01-11-001-30 | Canadian duct | Precast |  |  |  |  | 2.216
13104188 |  | Generic Models | New Construction | CANADIAN DUCT: CANADIAN DUCT | 01-01-01-11-001-30 | Canadian duct | Precast |  |  |  |  | 2.216
13104190 |  | Generic Models | New Construction | CANADIAN DUCT: CANADIAN DUCT | 01-01-01-11-001-30 | Canadian duct | Precast |  |  |  |  | 2.216
13104191 |  | Generic Models | New Construction | CANADIAN DUCT: CANADIAN DUCT | 01-01-01-11-001-30 | Canadian duct | Precast |  |  |  |  | 2.216
13104192 |  | Generic Models | New Construction | CANADIAN DUCT: CANADIAN DUCT | 01-01-01-11-001-30 | Canadian duct | Precast |  |  |  |  | 2.216
13104975 |  | Generic Models | Existing - ATC | CANADIAN DUCT: CANADIAN DUCT | 01-01-01-11-001-30 | Canadian duct | Precast |  |  |  |  | 2.8006
13104982 |  | Generic Models | Existing - ATC | CANADIAN DUCT: CANADIAN DUCT | 01-01-01-11-001-30 | Canadian duct | Precast |  |  |  |  | 1.4692
13104995 |  | Generic Models | New Construction | CANADIAN DUCT: CANADIAN DUCT | 01-01-01-11-001-30 | Canadian duct | Precast |  |  |  |  | 1.0392
13105001 |  | Generic Models | New Construction | CANADIAN DUCT: CANADIAN DUCT | 01-01-01-11-001-30 | Canadian duct | Precast |  |  |  |  | 2.3588
13105822 |  | Generic Models | New Construction | CANADIAN DUCT1: CANADIAN DUCT1 | 01-01-01-11-001-30 | Canadian duct | Precast |  |  |  |  | 2.2132
13107862 |  | Generic Models | New Construction | CANADIAN DUCT1: CANADIAN DUCT1 | 01-01-01-11-001-30 | Canadian duct | Precast |  |  |  |  | 2.7208
13108011 |  | Generic Models | New Construction | CANADIAN DUCT1: CANADIAN DUCT1 | 01-01-01-11-001-30 | Canadian duct | Precast |  |  |  |  | 3.1487
13108130 |  | Generic Models | New Construction | CANADIAN DUCT1: CANADIAN DUCT1 | 01-01-01-11-001-30 | Canadian duct | Precast |  |  |  |  | 2.2132
13180845 |  | Walls | New Construction | Basic Wall: C_WAL_CW_Concrete Wall_T_100mm | 01-01-01-10-004-30 | Upstand | Cast in Situ |  |  | 163.8 |  | 0.024985
13193512 |  | Generic Models | New Construction | ATC_STR Vertical Opening (Round with Depth): Ø35
13193727 |  | Generic Models | New Construction | ATC_STR Vertical Opening (Round with Depth): Ø35
13194606 |  | Generic Models | New Construction | ATC_STR Vertical Opening (Round with Depth): Ø35
13195330 |  | Generic Models | New Construction | ATC_STR Vertical Opening (Round with Depth): Ø35
13195847 |  | Generic Models | New Construction | ATC_STR Vertical Opening (Round with Depth): Ø35
13202931 |  | Generic Models | New Construction | ATC_General Surface Opening (Rectangle): ATC_General Surface Opening (Rectangle)
13226000 |  | Generic Models | New Construction | ATC_STR Vertical Opening (Round with Depth): Ø35
13232968 |  | Structural Framing | Existing - ATC | C_BEA_CB_Concrete Beams_BxH_: 400x1000mm | 01-01-01-10-004-30 | Suspended Beam | Cast in Situ |  |  | 397.69 |  | 1.7857
13248169 |  | Generic Models | New Construction | ATC_General Surface Opening (Rectangle): ATC_General Surface Opening (Rectangle)
13248184 |  | Generic Models | New Construction | ATC_General Surface Opening (Rectangle): ATC_General Surface Opening (Rectangle)
13248194 |  | Generic Models | New Construction | ATC_General Surface Opening (Rectangle): ATC_General Surface Opening (Rectangle)
13248203 |  | Generic Models | New Construction | ATC_General Surface Opening (Rectangle): ATC_General Surface Opening (Rectangle)
13248213 |  | Generic Models | New Construction | ATC_General Surface Opening (Rectangle): ATC_General Surface Opening (Rectangle)
13248280 |  | Floors | New Construction | Floor: C_SL_Concrete Slab_T_200mm | 01-01-01-09-005-30 | Suspended Slab | Cast in Situ |  |  | 155 |  | 0.39184
13248319 |  | Generic Models | New Construction | ATC_STR Vertical Opening (Round with Depth): Ø35
13248385 |  | Generic Models | New Construction | ATC_STR Vertical Opening (Rectangle): 75x75x35
13248389 |  | Generic Models | New Construction | ATC_STR Vertical Opening (Round with Depth): Ø35
13248393 |  | Generic Models | New Construction | ATC_STR Vertical Opening (Round with Depth): Ø35
13248397 |  | Generic Models | New Construction | ATC_General Surface Opening (Rectangle): ATC_General Surface Opening (Rectangle)
13248399 |  | Generic Models | New Construction | ATC_General Surface Opening (Rectangle): ATC_General Surface Opening (Rectangle)
13248424 |  | Generic Models | New Construction | ATC_General Surface Opening (Rectangle): ATC_General Surface Opening (Rectangle)
13248425 |  | Generic Models | New Construction | ATC_STR Vertical Opening (Round with Depth): Ø35
13248426 |  | Generic Models | New Construction | ATC_STR Vertical Opening (Round with Depth): Ø35
13248437 |  | Generic Models | New Construction | ATC_General Surface Opening (Rectangle): ATC_General Surface Opening (Rectangle)
13248438 |  | Generic Models | New Construction | ATC_General Surface Opening (Rectangle): ATC_General Surface Opening (Rectangle)
13248440 |  | Generic Models | New Construction | ATC_STR Vertical Opening (Round with Depth): Ø35
13248441 |  | Generic Models | New Construction | ATC_STR Vertical Opening (Round with Depth): Ø35
13263757 |  | Walls | New Construction | Basic Wall: C_WAL_CW_Concrete Wall_T_100mm | 01-01-01-09-004-30 | Upstand | Cast in Situ |  |  | 163.8 |  | 0.081225
13279896 |  | Generic Models | New Construction | ATC_STR Vertical Opening (Rectangle): ATC_STR Vertical Opening (Rectangle)
13280147 |  | Generic Models | New Construction | ATC_STR Vertical Opening (Rectangle): ATC_STR Vertical Opening (Rectangle)
13280730 |  | Generic Models | New Construction | ATC_STR Vertical Opening (Rectangle): ATC_STR Vertical Opening (Rectangle)
13281080 |  | Generic Models | New Construction | ATC_STR Vertical Opening (Rectangle): ATC_STR Vertical Opening (Rectangle)
13283301 |  | Generic Models | New Construction | ATC_STR Vertical Opening (Round with Depth): Ø35
13283324 |  | Generic Models | New Construction | ATC_STR Vertical Opening (Round with Depth): Ø35
13283331 |  | Generic Models | New Construction | ATC_STR Vertical Opening (Rectangle): 75x75x35
13283334 |  | Generic Models | New Construction | ATC_STR Vertical Opening (Round with Depth): Ø35
13283338 |  | Generic Models | New Construction | ATC_STR Vertical Opening (Round with Depth): Ø35
13283343 |  | Generic Models | New Construction | ATC_STR Vertical Opening (Round with Depth): Ø35
13311323 |  | Structural Framing | New Construction | C_BEA_CB_Concrete Beams_BxH_: 400x600mm | 01-01-01-11-005-30 | Suspended Beam | Cast in Situ |  |  | 267.07 |  | 0.73268
13369047 |  | Floors | New Construction | Floor: C_SL_Concrete Slab_T_200mm | 01-01-01-09-005-30 | Suspended Slab | Cast in Situ |  |  | 155 |  | 8.3309
13381079 |  | Generic Models | New Construction | ATC_STR Vertical Opening (Rectangle): 200x100x500
13381091 |  | Generic Models | New Construction | ATC_STR Vertical Opening (Rectangle): 200x100x500
13381101 |  | Generic Models | New Construction | ATC_STR Vertical Opening (Rectangle): 200x100x500
13381103 |  | Generic Models | New Construction | ATC_STR Vertical Opening (Round with Depth): Ø35
13381125 |  | Generic Models | New Construction | ATC_STR Vertical Opening (Round with Depth): Ø35
13386778 |  | Generic Models | New Construction | ATC_STR Vertical Opening (Rectangle): 200x100x500
13386779 |  | Generic Models | New Construction | ATC_STR Vertical Opening (Round with Depth): Ø35
13457095 |  | Generic Models | New Construction | ATC_STR Vertical Opening (Rectangle): ATC_STR Vertical Opening (Rectangle)
13472440 |  | Floors | New Construction | Floor: C_SL_Concrete Slab_T_300mm | 01-01-01-09-006-30 | Suspended Slab | Cast in Situ |  |  | 171.23 |  | 0.108
13560217 |  | Generic Models | New Construction | ATC_General Surface Opening (Rectangle): ATC_General Surface Opening (Rectangle)
13610813 |  | Generic Models | New Construction | ATC_Floor Opening (Round): Ø 100
13652334 |  | Walls | New Construction | Basic Wall: C_WAL_CW_Concrete Wall Planted_T_150mm | 01-01-01-09-006-30 | Upstand | Cast in Situ |  |  | 175.03 |  | 0.19801
13652336 |  | Walls | New Construction | Basic Wall: C_WAL_CW_Concrete Wall Planted_T_150mm | 01-01-01-09-006-30 | Upstand | Cast in Situ |  |  | 175.03 |  | 0.2322
13652346 |  | Walls | New Construction | Basic Wall: C_WAL_CW_Concrete Wall Planted_T_150mm | 01-01-01-09-006-30 | Upstand | Cast in Situ |  |  | 175.03 |  | 0.2322
13652354 |  | Walls | New Construction | Basic Wall: C_WAL_CW_Concrete Wall Planted_T_150mm | 01-01-01-09-006-30 | Upstand | Cast in Situ |  |  | 175.03 |  | 0.19126
13710589 |  | Walls | New Construction | Walls 301: Walls 301
13730502 |  | Walls | New Construction | Walls 311: Walls 311
13731373 |  | Walls | New Construction | Walls 312: Walls 312
13734476 |  | Walls | New Construction | Basic Wall: C_WAL_CW_Concrete Wall Planted_T_750mm | 01-01-01-10-004-30 | Wall | Cast in Situ |  |  | 163.8 |  | 20.1297
13736647 |  | Walls | Existing - ATC | Basic Wall: C_WAL_CW_Concrete Wall_T_520mm | 01-01-01-10-001-30 | Wall | Cast in Situ |  |  | 132.04 |  | 39.1877
13873182 |  | Walls | New Construction | Basic Wall: C_WAL_CW_Concrete Wall_T_100mm | 01-01-01-13-006-30 | Upstand | Cast in Situ |  |  | 175.03 |  | 0.12776
13908237 |  | Generic Models | New Construction | ATC_STR Vertical Opening (Round): Ø100
13908489 |  | Generic Models | New Construction | ATC_STR Vertical Opening (Round): Ø200
13910560 |  | Generic Models | New Construction | ATC_STR Vertical Opening (Rectangle): 250x250x500
13912919 |  | Generic Models | New Construction | ATC_STR Vertical Opening (Rectangle): 250x250x500
13912960 |  | Generic Models | New Construction | ATC_STR Vertical Opening (Round): Ø100
13918973 |  | Structural Foundations | Existing - ATC | Foundation Slab: 600 | [7 empty] | 2.3918
13923181 |  | Generic Models | New Construction | ATC_STR Vertical Opening (Rectangle): 250x250x500
13929741 |  | Generic Models | New Construction | ATC_Coo Point: ATC_Coo Point
13929742 |  | Generic Models | New Construction | ATC_Coo Point: ATC_Coo Point
13929743 |  | Generic Models | New Construction | ATC_Coo Point: ATC_Coo Point
13929744 |  | Generic Models | New Construction | ATC_Coo Point: ATC_Coo Point
13929745 |  | Generic Models | New Construction | ATC_Coo Point: ATC_Coo Point
13929746 |  | Generic Models | New Construction | ATC_Coo Point: ATC_Coo Point
13935758 |  | Walls | Existing - ATC | Basic Wall: C_WAL_CW_Concrete Wall_T_520mm | 01-01-01-10-002-30 | Wall | Cast in Situ |  |  | 119.75 |  | 17.7878
13936328 |  | Walls | Existing - ATC | Basic Wall: C_WAL_CW_Concrete Wall_T_500mm | 01-01-01-10-004-30 | Wall | Cast in Situ |  |  | 163.8 |  | 9.789
13981471 |  | Generic Models | New Construction | ATC_Floor Opening: 250 x 250 x 500
13982065 |  | Generic Models | New Construction | ATC_Floor Opening: 250 x 250 x 500
13994696 |  | Generic Models | New Construction | ATC_Floor Opening (Round): Ø 100
13994955 |  | Generic Models | New Construction | ATC_STR Vertical Opening (Rectangle): 150x100x500
14014140 |  | Generic Models | New Construction | ATC_STR Vertical Opening (Rectangle): 1000x200x750
14018941 |  | Generic Models | New Construction | ATC_STR Vertical Opening (Round): ATC_STR Vertical Opening (Round)
14615022 |  | Structural Framing | New Construction | C_BEA_CB_Concrete Beams_BxH_: 500x700mm | 01-01-01-11-005-30 | Suspended Beam | Cast in Situ |  |  | 267.07 |  | 2.3795
14615036 |  | Structural Framing | New Construction | C_BEA_CB_Concrete Beams_BxH_: 400x600mm | 01-01-01-11-005-30 | Suspended Beam | Cast in Situ |  |  | 267.07 |  | 0.76121
14635491 |  | Floors | New Construction | Floor: C_SL_Concrete Slab_T_600mm | 01-01-01-10-005-30 | Suspended Slab | Cast in Situ |  |  | 155 |  | 0.071999
14643911 |  | Structural Framing | New Construction | C_BEA_CB_Concrete Beams_BxH_: 500x700mm | 01-01-01-11-005-30 | Suspended Beam | Cast in Situ |  |  | 267.07 |  | 2.8422
14643920 |  | Structural Framing | New Construction | C_BEA_CB_Concrete Beams_BxH_: 1000x700mm | 01-01-01-11-005-30 | Suspended Beam | Cast in Situ |  |  | 267.07 |  | 5.608
14643929 |  | Structural Framing | New Construction | C_BEA_CB_Concrete Beams_BxH_: 400x600mm | 01-01-01-11-005-30 | Suspended Beam | Cast in Situ |  |  | 267.07 |  | 0.44243
14871062 |  | Floors | New Construction | Floor: C_SL_Concrete Slab_T_250mm | 01-01-01-09-005-30 | Suspended Slab | Cast in Situ |  |  | 155 |  | 1.8592
14885715 |  | Floors | New Construction | Floor: C_SL_Concrete Slab_T_250mm | 01-01-01-13-005-30 | Suspended Slab | Cast in Situ |  |  | 155 |  | 4.2476
14943608 |  | Floors: Slab Edges | New Construction | Slab Edge: Slab Edge 50x50 | [7 empty] | 0.033348
14979576 |  | Floors | New Construction | Floor: C_SL_Concrete Slab_T_150mm | 01-01-01-13-005-30 | Suspended Slab | Cast in Situ |  |  | 155 |  | 0.28402
14980130 |  | Floors | New Construction | Floor: C_SL_Concrete Slab_T_150mm | 01-01-01-13-005-30 | Suspended Slab | Cast in Situ |  |  | 155 |  | 0.30522
14989571 |  | Floors | New Construction | Floor: C_SL_Concrete Slab_T_150mm | 01-01-01-09-005-30 | Suspended Slab | Cast in Situ |  |  | 155 |  | 0.25916
14997796 |  | Structural Framing | New Construction | C_BEA_CB_Concrete Beams_BxH_: 500 x 500mm | 01-01-01-11-005-30 | Suspended Beam | Cast in Situ |  |  | 267.07 |  | 1.5179
14997829 |  | Structural Framing | New Construction | C_BEA_CB_Concrete Beams_BxH_: 500 x 500mm | 01-01-01-11-005-30 | Suspended Beam | Cast in Situ |  |  | 267.07 |  | 1.5898
15064057 |  | Walls | New Construction | Walls VOID 327: Walls VOID 327
15064112 |  | Generic Models | New Construction | Generic Models 82: Generic Models 82
15175477 |  | Generic Models | New Construction | ATC_Coo Point: ATC_Coo Point
15175514 |  | Generic Models | New Construction | ATC_Coo Point: ATC_Coo Point
15175889 |  | Generic Models | New Construction | ATC_Coo Point: ATC_Coo Point
15175968 |  | Generic Models | New Construction | ATC_Coo Point: ATC_Coo Point
15176047 |  | Generic Models | New Construction | ATC_Coo Point: ATC_Coo Point
15176078 |  | Generic Models | New Construction | ATC_Coo Point: ATC_Coo Point
15176115 |  | Generic Models | New Construction | ATC_Coo Point: ATC_Coo Point
15177068 |  | Generic Models | New Construction | ATC_Coo Point: ATC_Coo Point
15229465 |  | Generic Models | New Construction | ATC_Coo Point: ATC_Coo Point
15229467 |  | Generic Models | New Construction | ATC_Coo Point: ATC_Coo Point
15229468 |  | Generic Models | New Construction | ATC_Coo Point: ATC_Coo Point
15229469 |  | Generic Models | New Construction | ATC_Coo Point: ATC_Coo Point
15229471 |  | Generic Models | New Construction | ATC_Coo Point: ATC_Coo Point
15229472 |  | Generic Models | New Construction | ATC_Coo Point: ATC_Coo Point
15229476 |  | Generic Models | New Construction | ATC_Coo Point: ATC_Coo Point
15229477 |  | Generic Models | New Construction | ATC_Coo Point: ATC_Coo Point
15229478 |  | Generic Models | New Construction | ATC_Coo Point: ATC_Coo Point
15229505 |  | Generic Models | New Construction | ATC_Coo Point: ATC_Coo Point
15229506 |  | Generic Models | New Construction | ATC_Coo Point: ATC_Coo Point
15234979 |  | Generic Models | New Construction | ATC_Coo Point: ATC_Coo Point
15386415 |  | Floors | Existing - ATC | Floor: Slab_475 | 01-01-01-10-003-30 | Suspended Slab | Cast in Situ |  |  | 155 |  | 22.1385
15386468 |  | Floors | Existing - ATC | Floor: Slab_475 | 01-01-01-10-003-30 | Suspended Slab | Cast in Situ |  |  | 155 |  | 21.7387
15386474 |  | Floors | Existing - ATC | Floor: Slab_475 | 01-01-01-10-003-30 | Suspended Slab | Cast in Situ |  |  | 155 |  | 18.5953
15386569 |  | Generic Models | New Construction | Generic Models 85: Generic Models 85
15412708 |  | Floors | New Construction | Floor: C_SL_White Concrete Slab_T_250mm | 01-01-01-11-005-30 | Suspended Slab | Cast in Situ |  |  | 155 |  | 28.7375
15421742 |  | Generic Models | New Construction | ATC_STR Vertical Opening (Rectangle): 350X300
15422058 |  | Generic Models | New Construction | ATC_STR Vertical Opening (Rectangle): 350X300
15422130 |  | Generic Models | New Construction | ATC_STR Vertical Opening (Round with Depth): Ø100
15422230 |  | Generic Models | New Construction | ATC_STR Vertical Opening (Round with Depth): Ø100
15422356 |  | Generic Models | New Construction | ATC_STR Vertical Opening (Round with Depth): Ø100
15422440 |  | Generic Models | New Construction | ATC_STR Vertical Opening (Round with Depth): Ø100
15423004 |  | Walls | New Construction | Walls 342: Walls 342
15430701 |  | Generic Models | New Construction | ATC_STR Vertical Opening (Round with Depth): Ø200
15431193 |  | Generic Models | New Construction | ATC_STR Vertical Opening (Round with Depth): Ø200
15431386 |  | Generic Models | New Construction | ATC_STR Vertical Opening (Round with Depth): Ø200
15431456 |  | Generic Models | New Construction | ATC_STR Vertical Opening (Round with Depth): Ø200
15431592 |  | Generic Models | New Construction | ATC_STR Vertical Opening (Round with Depth): Ø200
15431634 |  | Generic Models | New Construction | ATC_STR Vertical Opening (Round with Depth): Ø200
15490049 |  | Walls | New Construction | Basic Wall: C_WAL_CW_Concrete Wall Planted_T_250mm | 01-01-01-13-006-30 | Wall | Cast in Situ |  |  | 175.03 |  | 0.65005
15551622 |  | Generic Models | New Construction | ATC_STR Vertical Opening (Rectangle): ATC_STR Vertical Opening (Rectangle)
15585088 |  | Walls | New Construction | Walls 345: Walls 345
15589198 |  | Generic Models | New Construction | ATC_Ceiling Hangers_1: ATC_Ceiling Hangers_1 | 01-01-01-09-005-30 | [6 empty] | 0.00082777
15589199 |  | Generic Models | New Construction | ATC_Ceiling Hangers_1: ATC_Ceiling Hangers_1 | 01-01-01-09-005-30 | [6 empty] | 0.00082777
15608855 |  | Generic Models | New Construction | ATC_Coo Point: ATC_Coo Point
15608856 |  | Generic Models | New Construction | ATC_Coo Point: ATC_Coo Point
15608885 |  | Generic Models | New Construction | ATC_Coo Point: ATC_Coo Point
15608902 |  | Generic Models | New Construction | ATC_Coo Point: ATC_Coo Point
15608913 |  | Generic Models | New Construction | ATC_Coo Point: ATC_Coo Point
15609102 |  | Generic Models | New Construction | ATC_Coo Point: ATC_Coo Point
15609103 |  | Generic Models | New Construction | ATC_Coo Point: ATC_Coo Point
15609104 |  | Generic Models | New Construction | ATC_Coo Point: ATC_Coo Point
15609105 |  | Generic Models | New Construction | ATC_Coo Point: ATC_Coo Point
15609106 |  | Generic Models | New Construction | ATC_Coo Point: ATC_Coo Point
15609107 |  | Generic Models | New Construction | ATC_Coo Point: ATC_Coo Point
15609108 |  | Generic Models | New Construction | ATC_Coo Point: ATC_Coo Point
15609109 |  | Generic Models | New Construction | ATC_Coo Point: ATC_Coo Point
15609110 |  | Generic Models | New Construction | ATC_Coo Point: ATC_Coo Point
15609137 |  | Generic Models | New Construction | ATC_Coo Point: ATC_Coo Point
15609138 |  | Generic Models | New Construction | ATC_Coo Point: ATC_Coo Point
15609165 |  | Generic Models | New Construction | ATC_Coo Point: ATC_Coo Point
15609230 |  | Generic Models | New Construction | ATC_Coo Point: ATC_Coo Point
15609231 |  | Generic Models | New Construction | ATC_Coo Point: ATC_Coo Point
15609232 |  | Generic Models | New Construction | ATC_Coo Point: ATC_Coo Point
15609233 |  | Generic Models | New Construction | ATC_Coo Point: ATC_Coo Point
15609234 |  | Generic Models | New Construction | ATC_Coo Point: ATC_Coo Point
15609235 |  | Generic Models | New Construction | ATC_Coo Point: ATC_Coo Point
15609236 |  | Generic Models | New Construction | ATC_Coo Point: ATC_Coo Point
15609237 |  | Generic Models | New Construction | ATC_Coo Point: ATC_Coo Point
15609238 |  | Generic Models | New Construction | ATC_Coo Point: ATC_Coo Point
15609265 |  | Generic Models | New Construction | ATC_Coo Point: ATC_Coo Point
15609266 |  | Generic Models | New Construction | ATC_Coo Point: ATC_Coo Point
15609293 |  | Generic Models | New Construction | ATC_Coo Point: ATC_Coo Point
15609423 |  | Generic Models | New Construction | ATC_Coo Point: ATC_Coo Point
15609424 |  | Generic Models | New Construction | ATC_Coo Point: ATC_Coo Point
15609425 |  | Generic Models | New Construction | ATC_Coo Point: ATC_Coo Point
15609432 |  | Generic Models | New Construction | ATC_Coo Point: ATC_Coo Point
15609433 |  | Generic Models | New Construction | ATC_Coo Point: ATC_Coo Point
15609434 |  | Generic Models | New Construction | ATC_Coo Point: ATC_Coo Point
15667350 |  | Generic Models | New Construction | ATC_Coo Point: ATC_Coo Point
15667351 |  | Generic Models | New Construction | ATC_Coo Point: ATC_Coo Point
15667352 |  | Generic Models | New Construction | ATC_Coo Point: ATC_Coo Point
15667353 |  | Generic Models | New Construction | ATC_Coo Point: ATC_Coo Point
15667354 |  | Generic Models | New Construction | ATC_Coo Point: ATC_Coo Point
15667355 |  | Generic Models | New Construction | ATC_Coo Point: ATC_Coo Point
15667356 |  | Generic Models | New Construction | ATC_Coo Point: ATC_Coo Point
15678215 |  | Floors | New Construction | Floors 127: Floors 127 | 01-01-01-09-007-30
15939756 |  | Walls | New Construction | Basic Wall: C_WAL_CW_White Concrete Wall_T_175mm | 01-01-01-09-005-30 | Upstand | Cast in Situ |  |  | 166.6 |  | 0.17185
16010540 |  | Generic Models | New Construction | ATC_STR Vertical Opening (Round): Ø100
16010572 |  | Generic Models | New Construction | ATC_STR Vertical Opening (Rectangle).0030: 900x500
16010588 |  | Generic Models | New Construction | ATC_STR Vertical Opening (Rectangle).0030: 900x500
16010821 |  | Generic Models | New Construction | ATC_STR Vertical Opening (Round): Ø150
16010858 |  | Generic Models | New Construction | ATC_STR Vertical Opening (Round): Ø150
16011024 |  | Generic Models | New Construction | ATC_STR Vertical Opening (Rectangle).0030: 900x500
16011073 |  | Generic Models | New Construction | ATC_STR Vertical Opening (Rectangle).0030: 900x500
16011357 |  | Generic Models | New Construction | ATC_STR Vertical Opening (Round with Depth): Ø100
16011590 |  | Generic Models | New Construction | ATC_STR Vertical Opening (Round): Ø150
16011595 |  | Generic Models | New Construction | ATC_M_Beam Opening: 300x250
16012161 |  | Generic Models | New Construction | ATC_Floor Opening: 250 x 250 x 50
16012516 |  | Generic Models | New Construction | ATC_Floor Opening: 250 x 250 x 50
16012549 |  | Generic Models | New Construction | ATC_STR Vertical Opening (Rectangle): 75x75x47
16012782 |  | Generic Models | New Construction | ATC_Floor Opening (Round): Ø 100
16012783 |  | Generic Models | New Construction | ATC_Floor Opening (Round): Ø 100
16012789 |  | Generic Models | New Construction | ATC_STR Vertical Opening (Round with Depth): Ø150
16012883 |  | Generic Models | New Construction | ATC_STR Vertical Opening (Round with Depth): Ø150
16012894 |  | Generic Models | New Construction | ATC_STR Vertical Opening (Round with Depth): Ø150
16013016 |  | Generic Models | New Construction | ATC_Floor Opening: 250 x 250 x 300
16013083 |  | Generic Models | New Construction | ATC_M_Beam Opening: 300x400
16015975 |  | Generic Models | New Construction | ATC_STR Vertical Opening (Round): Ø200
16016846 |  | Generic Models | New Construction | ATC_STR Vertical Opening (Round): Ø150
16017000 |  | Generic Models | New Construction | ATC_STR Vertical Opening (Round): Ø150
16017385 |  | Generic Models | New Construction | ATC_STR Vertical Opening (Round): Ø150
16017421 |  | Generic Models | New Construction | ATC_STR Vertical Opening (Round): Ø150
16017608 |  | Generic Models | New Construction | ATC_STR Vertical Opening (Round): Ø150
16017666 |  | Generic Models | New Construction | ATC_STR Vertical Opening (Round with Depth): Ø150
16017672 |  | Generic Models | New Construction | ATC_Floor Opening (Round): Ø 80
16017677 |  | Generic Models | New Construction | ATC_Floor Opening (Round): Ø 80
16017802 |  | Generic Models | New Construction | ATC_Floor Opening (Round): Ø 80
16019366 |  | Floors | New Construction | Floor: C_MDS_Metal Deck Slab_T_150mm | 01-01-01-10-005-30 | Suspended Slab | Cast in Situ |  |  | 155 |  | 0.33066
16019482 |  | Floors | Existing - ATC | Floor: C_MDS_Metal Deck Slab_T_150mm | 01-01-01-10-005-30 | Suspended Slab | Cast in Situ |  |  | 155 |  | 0.50399
16019521 |  | Floors | Existing - ATC | Floor: C_MDS_Metal Deck Slab_T_150mm | 01-01-01-10-005-30 | Suspended Slab | Cast in Situ |  |  | 155 |  | 0.9045
16022092 |  | Generic Models | New Construction | ATC_STR Vertical Opening (Round): Ø150
16022094 |  | Generic Models | New Construction | ATC_STR Vertical Opening (Round): Ø150
16022097 |  | Generic Models | New Construction | ATC_STR Vertical Opening (Round): Ø80
16022103 |  | Generic Models | New Construction | ATC_STR Vertical Opening (Round): Ø80
16022108 |  | Generic Models | New Construction | ATC_STR Vertical Opening (Round): Ø150
16022113 |  | Generic Models | New Construction | ATC_STR Vertical Opening (Round): Ø150
16022118 |  | Generic Models | New Construction | ATC_STR Vertical Opening (Round): Ø150
16022125 |  | Generic Models | New Construction | ATC_STR Vertical Opening (Round): Ø100
16022442 |  | Generic Models | New Construction | ATC_STR Vertical Opening (Round): Ø50
16022623 |  | Generic Models | New Construction | ATC_STR Vertical Opening (Round with Depth): Ø150
16022625 |  | Generic Models | New Construction | ATC_STR Vertical Opening (Round with Depth): Ø150
16022704 |  | Generic Models | New Construction | ATC_STR Vertical Opening (Round with Depth): Ø150
16022826 |  | Generic Models | New Construction | ATC_STR Vertical Opening (Round with Depth): Ø150
16022854 |  | Generic Models | New Construction | ATC_Floor Opening: 400 x 850 x 300
16023094 |  | Generic Models | New Construction | ATC_STR Vertical Opening (Rectangle): 650X400
16023642 |  | Generic Models | New Construction | ATC_STR Vertical Opening (Round with Depth): Ø100
16023821 |  | Walls | New Construction | Basic Wall: C_WAL_CW_Concrete Wall_T_100mm | 01-01-01-09-004-30 | Upstand | Cast in Situ |  |  | 163.8 |  | 0.0105
16023827 |  | Walls | New Construction | Basic Wall: C_WAL_CW_Concrete Wall_T_100mm | 01-01-01-09-004-30 | Upstand | Cast in Situ |  |  | 163.8 |  | 0.05055
16023835 |  | Walls | New Construction | Basic Wall: C_WAL_CW_Concrete Wall_T_100mm | 01-01-01-09-004-30 | Upstand | Cast in Situ |  |  | 163.8 |  | 0.081225
16023841 |  | Walls | New Construction | Basic Wall: C_WAL_CW_Concrete Wall_T_100mm | 01-01-01-09-004-30 | Upstand | Cast in Situ |  |  | 163.8 |  | 0.029274
16023847 |  | Walls | New Construction | Basic Wall: C_WAL_CW_Concrete Wall_T_200mm | 01-01-01-09-004-30 | Wall | Cast in Situ |  |  | 163.8 |  | 0.6951
16024014 |  | Generic Models | New Construction | ATC_STR Vertical Opening (Round with Depth): Ø150
16024152 |  | Generic Models | New Construction | ATC_STR Vertical Opening (Round with Depth): Ø150
16024297 |  | Generic Models | New Construction | ATC_STR Vertical Opening (Round with Depth): Ø150
16024307 |  | Generic Models | New Construction | ATC_STR Vertical Opening (Round with Depth): Ø150
16024333 |  | Generic Models | New Construction | ATC_STR Vertical Opening (Round with Depth): Ø80
16024445 |  | Generic Models | New Construction | ATC_STR Vertical Opening (Round with Depth): Ø80
16024527 |  | Generic Models | New Construction | ATC_STR Vertical Opening (Round with Depth): Ø150
16024686 |  | Generic Models | New Construction | ATC_STR Vertical Opening (Round with Depth): Ø150
16065071 |  | Generic Models | New Construction | ATC_STR Vertical Opening (Round): Ø50
16065606 |  | Generic Models | New Construction | ATC_STR Vertical Opening (Rectangle): 650X200
16065623 |  | Generic Models | New Construction | ATC_STR Vertical Opening (Rectangle): 650X250
16072366 |  | Generic Models | New Construction | ATC_STR Vertical Opening (Rectangle): 75x75x47
16089188 |  | Floors | New Construction | Floor: C_SL_Concrete Slab_T_250mm | 01-01-01-13-005-30 | Suspended Slab | Cast in Situ |  |  | 155 |  | 0.065001
16089203 |  | Walls | New Construction | Basic Wall: C_WAL_CW_Concrete Wall_T_200mm | 01-01-01-13-007-30 | Wall | Cast in Situ |  |  | 378.93 |  | 0.10971
16093198 |  | Walls | New Construction | Basic Wall: C_WAL_CW_Concrete Wall_T_750mm | 01-01-01-10-003-30 | Wall | Cast in Situ |  |  | 155.74 |  | 6.2516
16093227 |  | Generic Models | New Construction | ATC_STR Vertical Opening (Rectangle): 200X200100
16093476 |  | Generic Models | New Construction | ATC_STR Vertical Opening (Rectangle): ATC_STR Vertical Opening (Rectangle)
16094999 |  | Generic Models | New Construction | ATC_STR Vertical Opening (Rectangle): 200X200100
16121275 |  | Floors: Slab Edges | Existing - ATC | Slab Edge: Slab Edge 150x150 | [7 empty] | 0.08381
16122459 |  | Floors | Existing - ATC | Floor: C_SL_Concrete Slab_T_200mm | 01-01-01-10-005-30 | Suspended Slab | Cast in Situ |  |  | 155 |  | 2.0526
16123114 |  | Generic Models | New Construction | ATC_STR Vertical Opening (Round with Depth): Ø100
16484110 |  | Structural Framing | New Construction | C_BEA_CB_Concrete Beams_BxH_: 1000x1800mm | 01-01-01-09-006-30 | Suspended Beam | Cast in Situ |  |  | 333.51 |  | 17.1316
16566530 |  | Structural Foundations | New Construction | Foundation Slab: 250 | 01-01-01-09-001-30 | Slab On Grade | [5 empty] | 7.2613
16566733 |  | Structural Foundations | New Construction | Foundation Slab: 250 | 01-01-01-09-001-30 | Slab On Grade | [5 empty] | 0.25
16588482 |  | Generic Models | New Construction | ATC_STR Vertical Opening (Round with Depth): Ø50
16588664 |  | Generic Models | New Construction | ATC_STR Vertical Opening (Round with Depth): Ø50
16588673 |  | Generic Models | New Construction | ATC_STR Vertical Opening (Round with Depth): Ø50
16588686 |  | Generic Models | New Construction | ATC_STR Vertical Opening (Round with Depth): Ø50
16588699 |  | Generic Models | New Construction | ATC_STR Vertical Opening (Round with Depth): Ø50
16588711 |  | Generic Models | New Construction | ATC_STR Vertical Opening (Round with Depth): Ø50
16588723 |  | Generic Models | New Construction | ATC_STR Vertical Opening (Round with Depth): Ø50
16590010 |  | Generic Models | New Construction | ATC_STR Vertical Opening (Round with Depth): Ø50
16591482 |  | Generic Models | New Construction | ATC_STR Vertical Opening (Round): Ø100
16591610 |  | Generic Models | New Construction | ATC_STR Vertical Opening (Round): Ø100
16594190 |  | Generic Models | New Construction | ATC_STR Vertical Opening (Round): Ø100
16594195 |  | Generic Models | New Construction | ATC_STR Vertical Opening (Round): Ø100
16594200 |  | Generic Models | New Construction | ATC_STR Vertical Opening (Round): Ø100
16594205 |  | Generic Models | New Construction | ATC_STR Vertical Opening (Round): Ø100
16594760 |  | Generic Models | New Construction | ATC_STR Vertical Opening (Round with Depth): Ø50
16597156 |  | Generic Models | New Construction | ATC_Floor Opening: 300 x 200 x 300
16597281 |  | Generic Models | New Construction | ATC_Floor Opening: 200 x 200 x 500
16597358 |  | Generic Models | New Construction | ATC_Floor Opening: 200 x 200 x 500
16599222 |  | Generic Models | New Construction | ATC_STR Vertical Opening (Round): Ø50
16599465 |  | Generic Models | New Construction | ATC_STR Vertical Opening (Round): Ø50
16604339 |  | Generic Models | New Construction | ATC_STR Vertical Opening (Round): Ø100
16605464 |  | Generic Models | New Construction | ATC_STR Vertical Opening (Round): Ø100
16610547 |  | Generic Models | New Construction | ATC_STR Vertical Opening (Round): Ø100
16610705 |  | Generic Models | New Construction | ATC_STR Vertical Opening (Round): Ø100
16610719 |  | Generic Models | New Construction | ATC_STR Vertical Opening (Round): Ø100
16678041 |  | Generic Models | New Construction | ATC_Coo Point: ATC_Coo Point
16678058 |  | Generic Models | New Construction | ATC_Coo Point: ATC_Coo Point
16692895 |  | Generic Models | New Construction | ATC_STR Vertical Opening (Rectangle): 400x150
16693867 |  | Generic Models | New Construction | ATC_STR Vertical Opening (Rectangle): 400x150
16717472 |  | Generic Models | New Construction | ATC_Coo Point: ATC_Coo Point
16717537 |  | Generic Models | New Construction | ATC_Coo Point: ATC_Coo Point
16729925 |  | Floors | Existing - ATC | Floor: C_SL_Concrete Slab_T_150mm | 01-01-01-10-005-30 | Suspended Slab | Cast in Situ |  |  | 155 |  | 1.4955
16730115 |  | Floors | Existing - ATC | Floor: C_SL_Concrete Slab_T_100mm | 01-01-01-10-005-30 | Suspended Slab | Cast in Situ |  |  | 155 |  | 0.1875
16755407 |  | Structural Foundations | New Construction | Foundation Slab: 250 | 01-01-01-09-001-30 | Slab On Grade | [5 empty] | 3.5715
16849030 |  | Floors | New Construction | FLOOR VOID: FLOOR VOID
16999172 |  | Structural Foundations | New Construction | Foundation Slab: 200 | 01-01-01-09-001-30 | Slab On Grade | [5 empty] | 2.6535
17039221 |  | Generic Models | New Construction | ATC_Floor Opening (Round): Ø 50
17039223 |  | Generic Models | New Construction | ATC_Floor Opening (Round): Ø 50
17039224 |  | Generic Models | New Construction | ATC_Floor Opening (Round): Ø 50
17039225 |  | Generic Models | New Construction | ATC_Floor Opening (Round): Ø 50
17039228 |  | Generic Models | New Construction | ATC_Floor Opening (Round): Ø 25
17039230 |  | Generic Models | New Construction | ATC_Floor Opening (Round): Ø 25
17039231 |  | Generic Models | New Construction | ATC_Floor Opening (Round): Ø 50
17039232 |  | Generic Models | New Construction | ATC_Floor Opening (Round): Ø 50
17039233 |  | Generic Models | New Construction | ATC_Floor Opening (Round): Ø 50
17142255 |  | Floors | New Construction | Floor: C_SL_Concrete Slab_T_300mm | 01-01-01-09-005-30 | Suspended Slab | Cast in Situ |  |  | 155 |  | 0.5011
17144342 |  | Floors | Existing - ATC | Floor: C_SL_Concrete Slab_T_300mm | 01-01-01-10-005-30 | Suspended Slab | Cast in Situ |  |  | 155 |  | 34.3959
17144363 |  | Generic Models | Existing - ATC | ATC_Floor Opening: 250 x 250 x 500
17144795 |  | Floors | Existing - ATC | Floor: C_SL_Concrete Slab_T_300mm | 01-01-01-09-005-30 | Suspended Slab | Cast in Situ |  |  | 155 |  | 111.8504
17144805 |  | Generic Models | Existing - ATC | ATC_Floor Opening: 250 x 250 x 400
17144806 |  | Generic Models | Existing - ATC | ATC_Floor Opening: 200 x 400 x 300
17144807 |  | Generic Models | Existing - ATC | ATC_Floor Opening: 250 x 250 x 300
17144808 |  | Generic Models | Existing - ATC | ATC_Floor Opening: 250 x 250 x 300
17144809 |  | Generic Models | Existing - ATC | ATC_Floor Opening: 250 x 250 x 300
17144810 |  | Generic Models | Existing - ATC | ATC_Floor Opening: 250 x 250 x 300
17144811 |  | Generic Models | Existing - ATC | ATC_Floor Opening: 200 x 400 x 300
17144812 |  | Generic Models | Existing - ATC | ATC_Floor Opening: 250 x 250 x 300
17144813 |  | Generic Models | Existing - ATC | ATC_Floor Opening: 250 x 250 x 300
17144814 |  | Generic Models | Existing - ATC | ATC_Floor Opening: 200 x 400 x 300
17144835 |  | Generic Models | Existing - ATC | ATC_Floor Opening: 250 x 250 x 300
17144836 |  | Generic Models | Existing - ATC | ATC_Floor Opening: 250 x 250 x 300
17144837 |  | Generic Models | Existing - ATC | ATC_Floor Opening: 250 x 250 x 300
17144838 |  | Generic Models | Existing - ATC | ATC_Floor Opening: 200 x 450 x 300
17144839 |  | Generic Models | Existing - ATC | ATC_Floor Opening: 250 x 250 x 300
17144840 |  | Generic Models | Existing - ATC | ATC_Floor Opening: 250 x 250 x 300
17144841 |  | Generic Models | Existing - ATC | ATC_Floor Opening: 250 x 250 x 500
17144842 |  | Generic Models | Existing - ATC | ATC_Floor Opening: 5830 x 1100x 300
17144845 |  | Generic Models | Existing - ATC | ATC_Floor Opening: 250 x 250 x 300
17144846 |  | Generic Models | Existing - ATC | ATC_Floor Opening: 250 x 250 x 400
17144847 |  | Generic Models | Existing - ATC | ATC_Floor Opening: 250 x 250 x 300
17144848 |  | Generic Models | Existing - ATC | ATC_Floor Opening (Round): Ø 150
17144849 |  | Generic Models | Existing - ATC | ATC_Floor Opening (Round): Ø 80
17144850 |  | Generic Models | Existing - ATC | ATC_Floor Opening (Round): Ø 80
17144851 |  | Generic Models | Existing - ATC | ATC_Floor Opening: 200 x 200 x 300
17144852 |  | Generic Models | Existing - ATC | ATC_Floor Opening (Round): Ø 80
17144853 |  | Generic Models | Existing - ATC | ATC_Floor Opening (Round): Ø 150
17144854 |  | Generic Models | Existing - ATC | ATC_Floor Opening: 200 x 400 x 300
17144855 |  | Generic Models | Existing - ATC | ATC_Floor Opening (Round): Ø 150
17144856 |  | Generic Models | Existing - ATC | ATC_Floor Opening: 200 x 200 x 300
17144864 |  | Generic Models | Existing - ATC | ATC_Floor Opening: 2000 x 400x 300
17144865 |  | Generic Models | Existing - ATC | ATC_Floor Opening (Round): Ø 80
17144866 |  | Generic Models | Existing - ATC | ATC_Floor Opening (Round): Ø 80
17144867 |  | Generic Models | Existing - ATC | ATC_Floor Opening (Round): Ø 80
17144868 |  | Generic Models | Existing - ATC | ATC_Floor Opening (Round): Ø 80
17144869 |  | Generic Models | Existing - ATC | ATC_Floor Opening (Round): Ø 80
17144872 |  | Generic Models | Existing - ATC | ATC_Floor Opening: 250 x 250 x 300
17144874 |  | Generic Models | Existing - ATC | ATC_Floor Opening (Round): Ø 150
17144875 |  | Generic Models | Existing - ATC | ATC_Floor Opening (Round): Ø 150
17144876 |  | Generic Models | Existing - ATC | ATC_Floor Opening (Round): Ø 80
17144880 |  | Generic Models | Existing - ATC | ATC_Floor Opening: 200 x 200 x 300
17144881 |  | Generic Models | Existing - ATC | ATC_Floor Opening: 200 x 200 x 300
17144882 |  | Generic Models | Existing - ATC | ATC_Floor Opening: 200 x 200 x 300
17144883 |  | Generic Models | Existing - ATC | ATC_Floor Opening: 200 x 200 x 300
17144884 |  | Generic Models | Existing - ATC | ATC_Floor Opening: 200 x 200 x 300
17144885 |  | Generic Models | Existing - ATC | ATC_Floor Opening: 200 x 200 x 300
17144886 |  | Generic Models | Existing - ATC | ATC_Floor Opening: 1000 x 1500 x 300
17144887 |  | Generic Models | Existing - ATC | ATC_Floor Opening: 200 x 200 x 300
17144888 |  | Generic Models | Existing - ATC | ATC_Floor Opening: 200 x 200 x 300
17144889 |  | Generic Models | Existing - ATC | ATC_Floor Opening (Round): Ø 80
17144890 |  | Generic Models | Existing - ATC | ATC_Floor Opening (Round): Ø 150
17144891 |  | Generic Models | Existing - ATC | ATC_Floor Opening: 200 x 200 x 300
17144892 |  | Generic Models | Existing - ATC | ATC_Floor Opening: 200 x 200 x 300
17144893 |  | Generic Models | Existing - ATC | ATC_Floor Opening: 200 x 200 x 300
17144894 |  | Generic Models | Existing - ATC | ATC_Floor Opening: 200 x 200 x 300
17144895 |  | Generic Models | Existing - ATC | ATC_Floor Opening (Round): Ø 80
17144896 |  | Generic Models | Existing - ATC | ATC_Floor Opening (Round): Ø 80
17144897 |  | Generic Models | Existing - ATC | ATC_Floor Opening (Round): Ø 80
17144901 |  | Generic Models | Existing - ATC | ATC_Floor Opening (Round): Ø 80
17144902 |  | Generic Models | Existing - ATC | ATC_Floor Opening (Round): Ø 80
17144903 |  | Generic Models | Existing - ATC | ATC_Floor Opening (Round): Ø 80
17144904 |  | Generic Models | Existing - ATC | ATC_Floor Opening (Round): Ø 80
17151508 |  | Floors | New Construction | Floor: C_SL_Concrete Slab_T_400mm | 01-01-01-11-003-30 | Suspended Slab | Cast in Situ |  |  | 155 |  | 61.5558
17181914 |  | Walls |  | Basic Wall: C_WAL_CW_Concrete Wall_T_500mm |  |  | Cast in Situ |  |  |  |  | 0.0039257
17181915 |  | Walls |  | Basic Wall: C_WAL_CW_Concrete Wall_T_500mm |  |  | Cast in Situ |  |  |  |  | 0.0039257
17181916 |  | Walls |  | Basic Wall: C_WAL_CW_Concrete Wall_T_500mm |  |  | Cast in Situ |  |  |  |  | 0.0039257
17181917 |  | Walls |  | Basic Wall: C_WAL_CW_Concrete Wall_T_500mm |  |  | Cast in Situ |  |  |  |  | 0.0039257
17181918 |  | Walls |  | Basic Wall: C_WAL_CW_Concrete Wall_T_500mm |  |  | Cast in Situ |  |  |  |  | 0.0039257
17181919 |  | Walls |  | Basic Wall: C_WAL_CW_Concrete Wall_T_500mm |  |  | Cast in Situ |  |  |  |  | 0.0039257
17181920 |  | Walls |  | Basic Wall: C_WAL_CW_Concrete Wall_T_500mm |  |  | Cast in Situ |  |  |  |  | 0.0039257
17181921 |  | Walls |  | Basic Wall: C_WAL_CW_Concrete Wall_T_500mm |  |  | Cast in Situ |  |  |  |  | 0.0039257
17181922 |  | Walls |  | Basic Wall: C_WAL_CW_Concrete Wall_T_500mm |  |  | Cast in Situ |  |  |  |  | 0.0039257
17181923 |  | Walls |  | Basic Wall: C_WAL_CW_Concrete Wall_T_500mm |  |  | Cast in Situ |  |  |  |  | 0.0088339
17181924 |  | Walls |  | Basic Wall: C_WAL_CW_Concrete Wall_T_500mm |  |  | Cast in Situ |  |  |  |  | 0.0088339
17181925 |  | Walls |  | Basic Wall: C_WAL_CW_Concrete Wall_T_500mm |  |  | Cast in Situ |  |  |  |  | 0.0025116
17181926 |  | Walls |  | Basic Wall: C_WAL_CW_Concrete Wall_T_500mm |  |  | Cast in Situ |  |  |  |  | 0
17181927 |  | Walls |  | Basic Wall: C_WAL_CW_Concrete Wall_T_500mm |  |  | Cast in Situ |  |  |  |  | 0
17181929 |  | Walls |  | Basic Wall: C_WAL_CW_Concrete Wall_T_600mm |  |  | Cast in Situ |  |  |  |  | 0.018848
17181933 |  | Walls |  | Basic Wall: C_WAL_CW_Concrete Wall_T_500mm |  |  | Cast in Situ |  |  |  |  | 0.015707
17181934 |  | Walls |  | Basic Wall: C_WAL_CW_Concrete Wall_T_500mm |  |  | Cast in Situ |  |  |  |  | 0.0088339
17181940 |  | Walls |  | Basic Wall: C_WAL_CW_Concrete Wall_T_500mm |  |  | Cast in Situ |  |  |  |  | 0.0039257
17181941 |  | Walls |  | Basic Wall: C_WAL_CW_Concrete Wall_T_500mm |  |  | Cast in Situ |  |  |  |  | 0
17181942 |  | Walls |  | Basic Wall: C_WAL_CW_Concrete Wall_T_500mm |  |  | Cast in Situ |  |  |  |  | 0
17181943 |  | Walls |  | Basic Wall: C_WAL_CW_Concrete Wall_T_500mm |  |  | Cast in Situ |  |  |  |  | 0.0022074
17181944 |  | Walls |  | Basic Wall: C_WAL_CW_Concrete Wall_T_500mm |  |  | Cast in Situ |  |  |  |  | 0
17181945 |  | Walls |  | Basic Wall: C_WAL_CW_Concrete Wall_T_500mm |  |  | Cast in Situ |  |  |  |  | 0
17181946 |  | Walls |  | Basic Wall: C_WAL_CW_Concrete Wall_T_500mm |  |  | Cast in Situ |  |  |  |  | 0
17181947 |  | Walls |  | Basic Wall: C_WAL_CW_Concrete Wall_T_500mm |  |  | Cast in Situ |  |  |  |  | 0.00024458
17181948 |  | Walls |  | Basic Wall: C_WAL_CW_Concrete Wall_T_500mm |  |  | Cast in Situ |  |  |  |  | 0.00024458
17181949 |  | Walls |  | Basic Wall: C_WAL_CW_Concrete Wall_T_500mm |  |  | Cast in Situ |  |  |  |  | 0
17181950 |  | Walls |  | Basic Wall: C_WAL_CW_Concrete Wall_T_500mm |  |  | Cast in Situ |  |  |  |  | 0
17181951 |  | Walls |  | Basic Wall: C_WAL_CW_Concrete Wall_T_500mm |  |  | Cast in Situ |  |  |  |  | 0
17181952 |  | Walls |  | Basic Wall: C_WAL_CW_Concrete Wall_T_500mm |  |  | Cast in Situ |  |  |  |  | 0.0022074
17181953 |  | Walls |  | Basic Wall: C_WAL_CW_Concrete Wall_T_500mm |  |  | Cast in Situ |  |  |  |  | 0.00098033
17181954 |  | Walls |  | Basic Wall: C_WAL_CW_Concrete Wall_T_500mm |  |  | Cast in Situ |  |  |  |  | 0.0039257
17181955 |  | Walls |  | Basic Wall: C_WAL_CW_Concrete Wall_T_500mm |  |  | Cast in Situ |  |  |  |  | 0.0039257
17181956 |  | Walls |  | Basic Wall: C_WAL_CW_Concrete Wall_T_500mm |  |  | Cast in Situ |  |  |  |  | 0.00098033
17181957 |  | Walls |  | Basic Wall: C_WAL_CW_Concrete Wall_T_500mm |  |  | Cast in Situ |  |  |  |  | 0.00098033
17181958 |  | Walls |  | Basic Wall: C_WAL_CW_Concrete Wall_T_500mm |  |  | Cast in Situ |  |  |  |  | 0.0039257
17181959 |  | Walls |  | Basic Wall: C_WAL_CW_Concrete Wall_T_500mm |  |  | Cast in Situ |  |  |  |  | 0.0022074
17181960 |  | Walls |  | Basic Wall: C_WAL_CW_Concrete Wall_T_500mm |  |  | Cast in Situ |  |  |  |  | 0.015707
17181961 |  | Walls |  | Basic Wall: C_WAL_CW_Concrete Wall_T_500mm |  |  | Cast in Situ |  |  |  |  | 0.00024458
17181962 |  | Walls |  | Basic Wall: C_WAL_CW_Concrete Wall_T_500mm |  |  | Cast in Situ |  |  |  |  | 0.00024458
17181963 |  | Walls |  | Basic Wall: C_WAL_CW_Concrete Wall_T_500mm |  |  | Cast in Situ |  |  |  |  | 0.00024458
17181964 |  | Walls |  | Basic Wall: C_WAL_CW_Concrete Wall_T_500mm |  |  | Cast in Situ |  |  |  |  | 0.00024458
17181965 |  | Walls |  | Basic Wall: C_WAL_CW_Concrete Wall_T_500mm |  |  | Cast in Situ |  |  |  |  | 0.015707
17181966 |  | Walls |  | Basic Wall: C_WAL_CW_Concrete Wall_T_500mm |  |  | Cast in Situ |  |  |  |  | 0.0022074
17181967 |  | Walls |  | Basic Wall: C_WAL_CW_Concrete Wall_T_500mm |  |  | Cast in Situ |  |  |  |  | 0.00098033
17181968 |  | Walls |  | Basic Wall: C_WAL_CW_Concrete Wall_T_500mm |  |  | Cast in Situ |  |  |  |  | 0.0031787
17181969 |  | Walls |  | Basic Wall: C_WAL_CW_Concrete Wall_T_500mm |  |  | Cast in Situ |  |  |  |  | 0.00098033
17181970 |  | Walls |  | Basic Wall: C_WAL_CW_Concrete Wall_T_500mm |  |  | Cast in Situ |  |  |  |  | 0.0039257
17181971 |  | Walls |  | Basic Wall: C_WAL_CW_Concrete Wall_T_520mm |  |  | Cast in Situ |  |  |  |  | 0.0040828
17181972 |  | Walls |  | Basic Wall: C_WAL_CW_Concrete Wall_T_500mm |  |  | Cast in Situ |  |  |  |  | 0.0039257
17181974 |  | Walls |  | Basic Wall: C_WAL_CW_Concrete Wall_T_520mm |  |  | Cast in Situ |  |  |  |  | 0.016335
17181987 |  | Walls |  | Basic Wall: C_WAL_CW_Concrete Wall_T_500mm |  |  | Cast in Situ |  |  |  |  | 0.015707
17181989 |  | Walls |  | Basic Wall: C_WAL_CW_Concrete Wall_T_750mm |  |  | Cast in Situ |  |  |  |  | 0.013251
17181990 |  | Walls |  | Basic Wall: C_WAL_CW_Concrete Wall_T_750mm |  |  | Cast in Situ |  |  |  |  | 0
17181991 |  | Walls |  | Basic Wall: C_WAL_CW_Concrete Wall_T_750mm |  |  | Cast in Situ |  |  |  |  | 0.02356
17181996 |  | Walls |  | Basic Wall: C_WAL_CW_Concrete Wall_T_500mm |  |  | Cast in Situ |  |  |  |  | 0.0039257
17182005 |  | Walls |  | Basic Wall: C_WAL_CW_Concrete Wall_T_500mm |  |  | Cast in Situ |  |  |  |  | 0.0039257
17182006 |  | Walls |  | Basic Wall: C_WAL_CW_Concrete Wall_T_500mm |  |  | Cast in Situ |  |  |  |  | 0.0088339
17182007 |  | Walls |  | Basic Wall: C_WAL_CW_Concrete Wall_T_500mm |  |  | Cast in Situ |  |  |  |  | 0.0088339
17182010 |  | Walls |  | Basic Wall: C_WAL_CW_Concrete Wall_T_500mm |  |  | Cast in Situ |  |  |  |  | 0.0039257
17182011 |  | Walls |  | Basic Wall: C_WAL_CW_Concrete Wall_T_500mm |  |  | Cast in Situ |  |  |  |  | 0
17185578 |  | Floors | New Construction | Floor: C_SL_Concrete Slab_T_430mm | 01-01-01-11-003-30 | Suspended Slab | Cast in Situ |  |  | 155 |  | 0.28269
17200534 |  | Floors | New Construction | Floor: C_SL_Concrete Slab_T_300mm | 01-01-01-11-005-30 | Suspended Slab | Cast in Situ |  |  | 155 |  | 77.9722
17232699 |  | Floors |  | Floor: C_SL_Concrete Slab_T_400mm | 01-01-01-09-003-30 | Suspended Slab | Cast in Situ |  |  | 155 |  | 0.0020105
17232700 |  | Floors |  | Floor: C_SL_Concrete Slab_T_400mm | 01-01-01-09-003-30 | Suspended Slab | Cast in Situ |  |  | 155 |  | 0.0020105
17232701 |  | Floors |  | Floor: C_SL_Concrete Slab_T_400mm | 01-01-01-09-003-30 | Suspended Slab | Cast in Situ |  |  | 155 |  | 0.0020105
17232702 |  | Floors |  | Floor: C_SL_Concrete Slab_T_400mm | 01-01-01-09-003-30 | Suspended Slab | Cast in Situ |  |  | 155 |  | 0.0020105
17232703 |  | Floors |  | Floor: C_SL_Concrete Slab_T_400mm | 01-01-01-09-003-30 | Suspended Slab | Cast in Situ |  |  | 155 |  | 0.0020105
17232705 |  | Floors |  | Floor: C_SL_Concrete Slab_T_400mm | 01-01-01-09-003-30 | Suspended Slab | Cast in Situ |  |  | 155 |  | 0.0020105
17232706 |  | Floors |  | Floor: C_SL_Concrete Slab_T_400mm | 01-01-01-09-003-30 | Suspended Slab | Cast in Situ |  |  | 155 |  | 0.0020105
17232707 |  | Floors |  | Floor: C_SL_Concrete Slab_T_400mm | 01-01-01-09-003-30 | Suspended Slab | Cast in Situ |  |  | 155 |  | 0.0020105
17232708 |  | Floors |  | Floor: C_SL_Concrete Slab_T_400mm | 01-01-01-09-003-30 | Suspended Slab | Cast in Situ |  |  | 155 |  | 0.0020105
17232709 |  | Floors |  | Floor: C_SL_Concrete Slab_T_400mm | 01-01-01-09-003-30 | Suspended Slab | Cast in Situ |  |  | 155 |  | 0.0020105
17232711 |  | Floors |  | Floor: C_SL_Concrete Slab_T_400mm | 01-01-01-09-003-30 | Suspended Slab | Cast in Situ |  |  | 155 |  | 0.0020105
17232712 |  | Floors |  | Floor: C_SL_Concrete Slab_T_400mm | 01-01-01-09-003-30 | Suspended Slab | Cast in Situ |  |  | 155 |  | 0.0020105
17232713 |  | Floors |  | Floor: C_SL_Concrete Slab_T_400mm | 01-01-01-09-003-30 | Suspended Slab | Cast in Situ |  |  | 155 |  | 0.0020105
17232715 |  | Floors |  | Floor: C_SL_Concrete Slab_T_400mm | 01-01-01-09-003-30 | Suspended Slab | Cast in Situ |  |  | 155 |  | 0.0070682
17232716 |  | Floors |  | Floor: C_SL_Concrete Slab_T_400mm | 01-01-01-09-003-30 | Suspended Slab | Cast in Situ |  |  | 155 |  | 0.0070682
17232717 |  | Floors |  | Floor: C_SL_Concrete Slab_T_400mm | 01-01-01-09-003-30 | Suspended Slab | Cast in Situ |  |  | 155 |  | 0.0020105
17232718 |  | Floors |  | Floor: C_SL_Concrete Slab_T_400mm | 01-01-01-09-003-30 | Suspended Slab | Cast in Situ |  |  | 155 |  | 1.5589
17232719 |  | Floors |  | Floor: C_SL_Concrete Slab_T_400mm | 01-01-01-09-003-30 | Suspended Slab | Cast in Situ |  |  | 155 |  | 1.5589
17232721 |  | Floors |  | Floor: C_SL_Concrete Slab_T_400mm | 01-01-01-09-003-30 | Suspended Slab | Cast in Situ |  |  | 155 |  | 0.0020105
17232722 |  | Floors |  | Floor: C_SL_Concrete Slab_T_400mm | 01-01-01-09-003-30 | Suspended Slab | Cast in Situ |  |  | 155 |  | 0.0020105
17232734 |  | Floors |  | Floor: C_SL_Concrete Slab_T_400mm | 01-01-01-09-003-30 | Suspended Slab | Cast in Situ |  |  | 155 |  | 0.45
17232735 |  | Floors |  | Floor: C_SL_Concrete Slab_T_400mm | 01-01-01-09-003-30 | Suspended Slab | Cast in Situ |  |  | 155 |  | 0.0020105
17232736 |  | Floors |  | Floor: C_SL_Concrete Slab_T_400mm | 01-01-01-09-003-30 | Suspended Slab | Cast in Situ |  |  | 155 |  | 0.0020105
17232737 |  | Floors |  | Floor: C_SL_Concrete Slab_T_400mm | 01-01-01-09-003-30 | Suspended Slab | Cast in Situ |  |  | 155 |  | 0.0020105
17232738 |  | Floors |  | Floor: C_SL_Concrete Slab_T_400mm | 01-01-01-09-003-30 | Suspended Slab | Cast in Situ |  |  | 155 |  | 0.0020105
17232739 |  | Floors |  | Floor: C_SL_Concrete Slab_T_400mm | 01-01-01-09-003-30 | Suspended Slab | Cast in Situ |  |  | 155 |  | 0.0020105
17232740 |  | Floors |  | Floor: C_SL_Concrete Slab_T_400mm | 01-01-01-09-003-30 | Suspended Slab | Cast in Situ |  |  | 155 |  | 0.0020105
17232741 |  | Floors |  | Floor: C_SL_Concrete Slab_T_400mm | 01-01-01-09-003-30 | Suspended Slab | Cast in Situ |  |  | 155 |  | 0.0020105
17232742 |  | Floors |  | Floor: C_SL_Concrete Slab_T_400mm | 01-01-01-09-003-30 | Suspended Slab | Cast in Situ |  |  | 155 |  | 0.0020105
17232743 |  | Floors |  | Floor: C_SL_Concrete Slab_T_400mm | 01-01-01-09-003-30 | Suspended Slab | Cast in Situ |  |  | 155 |  | 0.0020105
17232746 |  | Floors |  | Floor: C_SL_Concrete Slab_T_400mm | 01-01-01-09-003-30 | Suspended Slab | Cast in Situ |  |  | 155 |  | 0.0020105
17232747 |  | Floors |  | Floor: C_SL_Concrete Slab_T_400mm | 01-01-01-09-003-30 | Suspended Slab | Cast in Situ |  |  | 155 |  | 0.0020105
17232748 |  | Floors |  | Floor: C_SL_Concrete Slab_T_400mm | 01-01-01-09-003-30 | Suspended Slab | Cast in Situ |  |  | 155 |  | 0.0020105
17232749 |  | Floors |  | Floor: C_SL_Concrete Slab_T_400mm | 01-01-01-09-003-30 | Suspended Slab | Cast in Situ |  |  | 155 |  | 0.0020105
17232750 |  | Floors |  | Floor: C_SL_Concrete Slab_T_400mm | 01-01-01-09-003-30 | Suspended Slab | Cast in Situ |  |  | 155 |  | 0.0020105
17232751 |  | Floors |  | Floor: C_SL_Concrete Slab_T_400mm | 01-01-01-09-003-30 | Suspended Slab | Cast in Situ |  |  | 155 |  | 0.0020105
17232752 |  | Floors |  | Floor: C_SL_Concrete Slab_T_400mm | 01-01-01-09-003-30 | Suspended Slab | Cast in Situ |  |  | 155 |  | 0.0020105
17232753 |  | Floors |  | Floor: C_SL_Concrete Slab_T_400mm | 01-01-01-09-003-30 | Suspended Slab | Cast in Situ |  |  | 155 |  | 0.0020105
17232754 |  | Floors |  | Floor: C_SL_Concrete Slab_T_400mm | 01-01-01-09-003-30 | Suspended Slab | Cast in Situ |  |  | 155 |  | 0.0020105
17232755 |  | Floors |  | Floor: C_SL_Concrete Slab_T_400mm | 01-01-01-09-003-30 | Suspended Slab | Cast in Situ |  |  | 155 |  | 0.0020105
17232756 |  | Floors |  | Floor: C_SL_Concrete Slab_T_400mm | 01-01-01-09-003-30 | Suspended Slab | Cast in Situ |  |  | 155 |  | 0.0020105
17232757 |  | Floors |  | Floor: C_SL_Concrete Slab_T_400mm | 01-01-01-09-003-30 | Suspended Slab | Cast in Situ |  |  | 155 |  | 0.0020105
17232758 |  | Floors |  | Floor: C_SL_Concrete Slab_T_400mm | 01-01-01-09-003-30 | Suspended Slab | Cast in Situ |  |  | 155 |  | 0.0020105
17232759 |  | Floors |  | Floor: C_SL_Concrete Slab_T_400mm | 01-01-01-09-003-30 | Suspended Slab | Cast in Situ |  |  | 155 |  | 0.0020105
17232760 |  | Floors |  | Floor: C_SL_Concrete Slab_T_400mm | 01-01-01-09-003-30 | Suspended Slab | Cast in Situ |  |  | 155 |  | 0.0020105
17232761 |  | Floors |  | Floor: C_SL_Concrete Slab_T_400mm | 01-01-01-09-003-30 | Suspended Slab | Cast in Situ |  |  | 155 |  | 0.0020105
17232762 |  | Floors |  | Floor: C_SL_Concrete Slab_T_400mm | 01-01-01-09-003-30 | Suspended Slab | Cast in Situ |  |  | 155 |  | 0.0020105
17232774 |  | Floors |  | Floor: C_SL_Concrete Slab_T_400mm | 01-01-01-09-003-30 | Suspended Slab | Cast in Situ |  |  | 155 |  | 0.0020105
17232778 |  | Floors |  | Floor: C_SL_Concrete Slab_T_400mm | 01-01-01-09-003-30 | Suspended Slab | Cast in Situ |  |  | 155 |  | 0.0020105
17232779 |  | Floors |  | Floor: C_SL_Concrete Slab_T_400mm | 01-01-01-09-003-30 | Suspended Slab | Cast in Situ |  |  | 155 |  | 0.0020105
17232783 |  | Floors |  | Floor: C_SL_Concrete Slab_T_400mm | 01-01-01-09-003-30 | Suspended Slab | Cast in Situ |  |  | 155 |  | 0.0020105
17232809 |  | Floors |  | Floor: C_SL_Concrete Slab_T_400mm | 01-01-01-09-003-30 | Suspended Slab | Cast in Situ |  |  | 155 |  | 0.0020105
17232810 |  | Floors |  | Floor: C_SL_Concrete Slab_T_400mm | 01-01-01-09-003-30 | Suspended Slab | Cast in Situ |  |  | 155 |  | 0.0020105
17232873 |  | Floors |  | Floor: C_SL_Concrete Slab_T_400mm | 01-01-01-10-003-30 | Suspended Slab | Cast in Situ |  |  | 155 |  | 0.0038012
17232874 |  | Floors |  | Floor: C_SL_Concrete Slab_T_400mm | 01-01-01-10-003-30 | Suspended Slab | Cast in Situ |  |  | 155 |  | 0.0038012
17232875 |  | Floors |  | Floor: C_SL_Concrete Slab_T_400mm | 01-01-01-10-003-30 | Suspended Slab | Cast in Situ |  |  | 155 |  | 0.0038012
17232876 |  | Floors |  | Floor: C_SL_Concrete Slab_T_400mm | 01-01-01-10-003-30 | Suspended Slab | Cast in Situ |  |  | 155 |  | 0.0038012
17232877 |  | Floors |  | Floor: C_SL_Concrete Slab_T_400mm | 01-01-01-10-003-30 | Suspended Slab | Cast in Situ |  |  | 155 |  | 0.0038012
17232878 |  | Floors |  | Floor: C_SL_Concrete Slab_T_400mm | 01-01-01-10-003-30 | Suspended Slab | Cast in Situ |  |  | 155 |  | 0.0038012
17232879 |  | Floors |  | Floor: C_SL_Concrete Slab_T_400mm | 01-01-01-10-003-30 | Suspended Slab | Cast in Situ |  |  | 155 |  | 0.0038012
17232880 |  | Floors |  | Floor: C_SL_Concrete Slab_T_250mm | 01-01-01-10-003-30 | Suspended Slab | Cast in Situ |  |  | 155 |  | 0.040488
17232881 |  | Floors |  | Floor: C_SL_Concrete Slab_T_250mm | 01-01-01-10-003-30 | Suspended Slab | Cast in Situ |  |  | 155 |  | 0.040488
17232882 |  | Floors |  | Floor: C_SL_Concrete Slab_T_250mm | 01-01-01-10-003-30 | Suspended Slab | Cast in Situ |  |  | 155 |  | 0.040488
17232883 |  | Floors |  | Floor: C_SL_Concrete Slab_T_250mm | 01-01-01-10-003-30 | Suspended Slab | Cast in Situ |  |  | 155 |  | 0.040488
17232884 |  | Floors |  | Floor: C_SL_Concrete Slab_T_250mm | 01-01-01-10-003-30 | Suspended Slab | Cast in Situ |  |  | 155 |  | 0.040488
17232885 |  | Floors |  | Floor: C_SL_Concrete Slab_T_250mm | 01-01-01-10-003-30 | Suspended Slab | Cast in Situ |  |  | 155 |  | 0.040488
17232886 |  | Floors |  | Floor: C_SL_Concrete Slab_T_250mm | 01-01-01-10-003-30 | Suspended Slab | Cast in Situ |  |  | 155 |  | 0.040488
17232936 |  | Floors |  | Floor: Slab_475 | 01-01-01-10-003-30 | Suspended Slab | Cast in Situ |  |  | 155 |  | 1.0848
17405308 |  | Walls |  | Basic Wall: C_WAL_CW_Concrete Wall_T_750mm |  |  | Cast in Situ |  |  |  |  | 0.02356
17405309 |  | Walls |  | Basic Wall: C_WAL_CW_Concrete Wall_T_600mm |  |  | Cast in Situ |  |  |  |  | 0.018
17405311 |  | Walls |  | Basic Wall: C_WAL_CW_Concrete Wall_T_500mm |  |  | Cast in Situ |  |  |  |  | 0.015707
17405314 |  | Walls |  | Basic Wall: C_WAL_CW_Concrete Wall_T_520mm |  |  | Cast in Situ |  |  |  |  | 0.016335
17405315 |  | Walls |  | Basic Wall: C_WAL_CW_Concrete Wall_T_500mm |  |  | Cast in Situ |  |  |  |  | 1.5708
17405316 |  | Walls |  | Basic Wall: C_WAL_CW_Concrete Wall_T_500mm |  |  | Cast in Situ |  |  |  |  | 1.5708
17405317 |  | Walls |  | Basic Wall: C_WAL_CW_Concrete Wall_T_500mm |  |  | Cast in Situ |  |  |  |  | 0.015707
17405318 |  | Walls |  | Basic Wall: C_WAL_CW_Concrete Wall_T_500mm |  |  | Cast in Situ |  |  |  |  | 0.015707
17405319 |  | Walls |  | Basic Wall: C_WAL_CW_Concrete Wall_T_500mm |  |  | Cast in Situ |  |  |  |  | 0.040218
17405320 |  | Walls |  | Basic Wall: C_WAL_CW_Concrete Wall_T_500mm |  |  | Cast in Situ |  |  |  |  | 0.040218
17405649 |  | Walls |  | Basic Wall: C_WAL_CW_Concrete Wall _T_3020mm | 01-01-01-09-002-30 | Wall | Cast in Situ |  |  |  |  | 0
17405650 |  | Walls |  | Basic Wall: C_WAL_CW_Concrete Wall _T_3020mm | 01-01-01-09-002-30 | Wall | Cast in Situ |  |  |  |  | 0
17405651 |  | Walls |  | Basic Wall: C_WAL_CW_Concrete Wall _T_3020mm | 01-01-01-09-002-30 | Wall | Cast in Situ |  |  |  |  | 0
17405678 |  | Walls |  | Basic Wall: C_WAL_CW_Concrete Wall _T_2875mm | 01-01-01-09-003-30 | Wall | Cast in Situ |  |  |  |  | 0
17405679 |  | Walls |  | Basic Wall: C_WAL_CW_Concrete Wall _T_2875mm | 01-01-01-09-003-30 | Wall | Cast in Situ |  |  |  |  | 0
17405996 |  | Walls |  | Basic Wall: C_WAL_CW_Concrete Wall_T_700mm |  |  | Cast in Situ |  |  |  |  | 0
17407937 |  | Walls |  | Basic Wall: C_WAL_CW_Concrete Wall_T_350mm |  |  | Cast in Situ |  |  |  |  | 0
17407938 |  | Walls |  | Basic Wall: C_WAL_CW_Concrete Wall_T_350mm |  |  | Cast in Situ |  |  |  |  | 0
17407940 |  | Walls |  | Basic Wall: C_WAL_CW_Concrete Wall_T_350mm |  |  | Cast in Situ |  |  |  |  | 0.0035
17407942 |  | Walls |  | Basic Wall: C_WAL_CW_Concrete Wall_T_600mm |  |  | Cast in Situ |  |  |  |  | 0
17407943 |  | Walls |  | Basic Wall: C_WAL_CW_Concrete Wall_T_600mm |  |  | Cast in Situ |  |  |  |  | 0.010601
17407944 |  | Walls |  | Basic Wall: C_WAL_CW_Concrete Wall_T_600mm |  |  | Cast in Situ |  |  |  |  | 0.010601
17407945 |  | Walls |  | Basic Wall: C_WAL_CW_Concrete Wall_T_600mm |  |  | Cast in Situ |  |  |  |  | 0.010601
17407946 |  | Walls |  | Basic Wall: C_WAL_CW_Concrete Wall_T_600mm |  |  | Cast in Situ |  |  |  |  | 0.010601
17407947 |  | Walls |  | Basic Wall: C_WAL_CW_Concrete Wall_T_350mm |  |  | Cast in Situ |  |  |  |  | 0.017179
17408602 |  | Walls |  | Basic Wall: C_WAL_CW_Concrete Wall_T_500mm |  |  | Cast in Situ |  |  |  |  | 0
17416378 |  | Floors |  | Floor: C_SL_Concrete Slab_T_500mm | 01-01-01-10-002-30 | Suspended Slab | Cast in Situ |  |  | 155 |  | 0.50426
17416379 |  | Floors |  | Floor: C_SL_Concrete Slab_T_500mm | 01-01-01-10-002-30 | Suspended Slab | Cast in Situ |  |  | 155 |  | 0.37313
17416383 |  | Floors |  | Floor: C_SL_Concrete Slab_T_500mm | 01-01-01-10-002-30 | Suspended Slab | Cast in Situ |  |  | 155 |  | 0.34275
17416384 |  | Floors |  | Floor: C_SL_Concrete Slab_T_500mm | 01-01-01-10-002-30 | Suspended Slab | Cast in Situ |  |  | 155 |  | 1.0511
17416387 |  | Floors |  | Floor: C_SL_Concrete Slab_T_500mm | 01-01-01-10-002-30 | Suspended Slab | Cast in Situ |  |  | 155 |  | 0.34275
17416388 |  | Floors |  | Floor: C_SL_Concrete Slab_T_500mm | 01-01-01-10-002-30 | Suspended Slab | Cast in Situ |  |  | 155 |  | 1.0511
17416389 |  | Floors |  | Floor: C_SL_Concrete Slab_T_500mm | 01-01-01-10-002-30 | Suspended Slab | Cast in Situ |  |  | 155 |  | 0.0052489
17416391 |  | Floors |  | Floor: C_SL_Concrete Slab_T_500mm | 01-01-01-10-002-30 | Suspended Slab | Cast in Situ |  |  | 155 |  | 0.005249
17420973 |  | Walls |  | Basic Wall: C_WAL_CW_Concrete Wall_T_750mm |  |  | Cast in Situ |  |  |  |  | 0
17420974 |  | Walls |  | Basic Wall: C_WAL_CW_Concrete Wall_T_350mm |  |  | Cast in Situ |  |  |  |  | 0.00068623
17420975 |  | Walls |  | Basic Wall: C_WAL_CW_Concrete Wall_T_350mm |  |  | Cast in Situ |  |  |  |  | 0.00068623
17420976 |  | Walls |  | Basic Wall: C_WAL_CW_Concrete Wall_T_350mm |  |  | Cast in Situ |  |  |  |  | 0.0455
17420980 |  | Walls |  | Basic Wall: C_WAL_CW_Concrete Wall_T_350mm |  |  | Cast in Situ |  |  |  |  | 0.00068623
17420981 |  | Walls |  | Basic Wall: C_WAL_CW_Concrete Wall_T_500mm |  |  | Cast in Situ |  |  |  |  | 0
17420982 |  | Walls |  | Basic Wall: C_WAL_CW_Concrete Wall_T_600mm |  |  | Cast in Situ |  |  |  |  | 0
17420983 |  | Walls |  | Basic Wall: C_WAL_CW_Concrete Wall_T_600mm |  |  | Cast in Situ |  |  |  |  | 0
17420984 |  | Walls |  | Basic Wall: C_WAL_CW_Concrete Wall_T_600mm |  |  | Cast in Situ |  |  |  |  | 0
17420985 |  | Walls |  | Basic Wall: C_WAL_CW_Concrete Wall_T_600mm |  |  | Cast in Situ |  |  |  |  | 0
17420995 |  | Walls |  | Basic Wall: C_WAL_CW_Concrete Wall_T_800mm |  |  | Cast in Situ |  |  |  |  | 0.027
17420996 |  | Walls |  | Basic Wall: C_WAL_CW_Concrete Wall_T_700mm |  |  | Cast in Situ |  |  |  |  | 0.027
17421063 |  | Walls |  | Basic Wall: C_WAL_CW_Concrete Wall_T_350mm |  |  | Cast in Situ |  |  |  |  | 0
17428805 |  | Floors | Existing - ATC | Floor: C_SL_Concrete Slab_T_300mm | 01-01-01-11-003-30 | Suspended Slab | Cast in Situ |  |  | 155 |  | 28.6871
17428892 |  | Floors | Existing - ATC | Floor: C_SL_Concrete Slab_T_400mm | 01-01-01-11-003-30 | Suspended Slab | Cast in Situ |  |  | 155 |  | 8.0511
17457504 |  | Walls |  | Basic Wall: C_WAL_CW_Concrete Wall_T_350mm |  |  | Cast in Situ |  |  |  |  | 0
17457506 |  | Walls |  | Basic Wall: C_WAL_CW_Concrete Wall Planted_T_200mm |  |  | Cast in Situ |  |  |  |  | 0.0010046
17457507 |  | Walls |  | Basic Wall: C_WAL_CW_Concrete Wall Planted_T_200mm |  |  | Cast in Situ |  |  |  |  | 0.0035335
17457513 |  | Walls |  | Basic Wall: C_WAL_CW_Concrete Wall_T_350mm |  |  | Cast in Situ |  |  |  |  | 0
17457522 |  | Walls |  | Basic Wall: C_WAL_CW_Concrete Wall_T_350mm |  |  | Cast in Situ |  |  |  |  | 1.7648
17457523 |  | Walls |  | Basic Wall: C_WAL_PW_Planted Wall_T_350mm | 01-01-01-09-005-30 | Wall | Cast in Situ |  |  |  |  | 0
17457524 |  | Walls |  | Basic Wall: C_WAL_CW_Concrete Wall_T_350mm |  |  | Cast in Situ |  |  |  |  | 0
17457530 |  | Walls |  | Basic Wall: C_WAL_CW_Concrete Wall_T_350mm |  |  | Cast in Situ |  |  |  |  | 6.87190774977134E-05
17457532 |  | Walls |  | Basic Wall: C_WAL_CW_Concrete Wall Planted_T_200mm |  |  | Cast in Situ |  |  |  |  | 0.0015703
17457533 |  | Walls |  | Basic Wall: C_WAL_CW_Concrete Wall_T_350mm |  |  | Cast in Situ |  |  |  |  | 0
17457536 |  | Walls |  | Basic Wall: C_WAL_CW_Concrete Wall Planted_T_200mm |  |  | Cast in Situ |  |  |  |  | 0
17457541 |  | Walls |  | Basic Wall: C_WAL_CW_Concrete Wall Planted_T_200mm |  |  | Cast in Situ |  |  |  |  | 0.0035335
17457542 |  | Walls |  | Basic Wall: C_WAL_CW_Concrete Wall Planted_T_200mm |  |  | Cast in Situ |  |  |  |  | 0.0010046
17457549 |  | Walls |  | Basic Wall: C_WAL_CW_Concrete Wall_T_350mm |  |  | Cast in Situ |  |  |  |  | 0
17457557 |  | Walls |  | Basic Wall: C_WAL_CW_Concrete Wall_T_350mm |  |  | Cast in Situ |  |  |  |  | 0
17457558 |  | Walls |  | Basic Wall: C_WAL_CW_Concrete Wall_T_350mm |  |  | Cast in Situ |  |  |  |  | 0
17457559 |  | Walls |  | Basic Wall: C_WAL_CW_Concrete Wall_T_350mm |  |  | Cast in Situ |  |  |  |  | 0.010995
17457560 |  | Walls |  | Basic Wall: C_WAL_CW_Concrete Wall_T_350mm |  |  | Cast in Situ |  |  |  |  | 0.010995
17457561 |  | Walls |  | Basic Wall: C_WAL_CW_Concrete Wall_T_350mm |  |  | Cast in Situ |  |  |  |  | 0
17457562 |  | Walls |  | Basic Wall: C_WAL_CW_Concrete Wall_T_350mm |  |  | Cast in Situ |  |  |  |  | 1.9264
17457563 |  | Walls |  | Basic Wall: C_WAL_CW_Concrete Wall_T_350mm |  |  | Cast in Situ |  |  |  |  | 0
17457570 |  | Walls |  | Basic Wall: C_WAL_CW_Concrete Wall_T_750mm |  |  | Cast in Situ |  |  |  |  | 0
17457571 |  | Walls |  | Basic Wall: C_WAL_CW_Concrete Wall_T_750mm |  |  | Cast in Situ |  |  |  |  | 0
17457572 |  | Walls |  | Basic Wall: C_WAL_CW_Concrete Wall_T_750mm |  |  | Cast in Situ |  |  |  |  | 0
17457573 |  | Walls |  | Basic Wall: C_WAL_CW_Concrete Wall_T_750mm |  |  | Cast in Situ |  |  |  |  | 0
17457574 |  | Walls |  | Basic Wall: C_WAL_CW_Concrete Wall_T_750mm |  |  | Cast in Situ |  |  |  |  | 0
17457575 |  | Walls |  | Basic Wall: C_WAL_CW_Concrete Wall_T_750mm |  |  | Cast in Situ |  |  |  |  | 0
17457582 |  | Walls |  | Basic Wall: C_WAL_CW_Concrete Wall_T_350mm |  |  | Cast in Situ |  |  |  |  | 0
17457583 |  | Walls |  | Basic Wall: C_WAL_CW_Concrete Wall_T_350mm |  |  | Cast in Situ |  |  |  |  | 0
17457584 |  | Walls |  | Basic Wall: C_WAL_CW_Concrete Wall_T_350mm |  |  | Cast in Situ |  |  |  |  | 0
17457585 |  | Walls |  | Basic Wall: C_WAL_CW_Concrete Wall_T_350mm |  |  | Cast in Situ |  |  |  |  | 0
17457587 |  | Walls |  | Basic Wall: C_WAL_CW_Concrete Wall_T_350mm |  |  | Cast in Situ |  |  |  |  | 0.00068623
17457589 |  | Walls |  | Basic Wall: C_WAL_CW_Concrete Wall_T_350mm |  |  | Cast in Situ |  |  |  |  | 0.00068623
17457591 |  | Walls |  | Basic Wall: C_WAL_CW_Concrete Wall_T_750mm |  |  | Cast in Situ |  |  |  |  | 0
17457592 |  | Walls |  | Basic Wall: C_WAL_CW_Concrete Wall_T_750mm |  |  | Cast in Situ |  |  |  |  | 0
17457593 |  | Walls |  | Basic Wall: C_WAL_CW_Concrete Wall_T_750mm |  |  | Cast in Situ |  |  |  |  | 0
17457594 |  | Walls |  | Basic Wall: C_WAL_CW_Concrete Wall_T_750mm |  |  | Cast in Situ |  |  |  |  | 0
17457595 |  | Walls |  | Basic Wall: C_WAL_CW_Concrete Wall_T_750mm |  |  | Cast in Situ |  |  |  |  | 0
17457596 |  | Walls |  | Basic Wall: C_WAL_CW_Concrete Wall_T_750mm |  |  | Cast in Situ |  |  |  |  | 0
17457597 |  | Walls |  | Basic Wall: C_WAL_CW_Concrete Wall_T_750mm |  |  | Cast in Situ |  |  |  |  | 0
17457598 |  | Walls |  | Basic Wall: C_WAL_CW_Concrete Wall_T_350mm |  |  | Cast in Situ |  |  |  |  | 0.02625
17457599 |  | Walls |  | Basic Wall: C_WAL_CW_Concrete Wall_T_350mm |  |  | Cast in Situ |  |  |  |  | 0.021875
17457600 |  | Walls |  | Basic Wall: C_WAL_CW_Concrete Wall_T_350mm |  |  | Cast in Situ |  |  |  |  | 0.010995
17457601 |  | Walls |  | Basic Wall: C_WAL_CW_Concrete Wall_T_350mm |  |  | Cast in Situ |  |  |  |  | 0.010995
17457602 |  | Walls |  | Basic Wall: C_WAL_CW_Concrete Wall_T_350mm |  |  | Cast in Situ |  |  |  |  | 0
17457603 |  | Walls |  | Basic Wall: C_WAL_CW_Concrete Wall_T_350mm |  |  | Cast in Situ |  |  |  |  | 0
17457604 |  | Walls |  | Basic Wall: C_WAL_CW_Concrete Wall_T_350mm |  |  | Cast in Situ |  |  |  |  | 0
17457606 |  | Walls |  | Basic Wall: C_WAL_CW_Concrete Wall_T_600mm |  |  | Cast in Situ |  |  |  |  | 0.018848
17457607 |  | Walls |  | Basic Wall: C_WAL_CW_Concrete Wall_T_600mm |  |  | Cast in Situ |  |  |  |  | 0.018848
17457608 |  | Walls |  | Basic Wall: C_WAL_CW_Concrete Wall_T_600mm |  |  | Cast in Situ |  |  |  |  | 0.018848
17457610 |  | Walls |  | Basic Wall: C_WAL_CW_Concrete Wall_T_600mm |  |  | Cast in Situ |  |  |  |  | 0
17457611 |  | Walls |  | Basic Wall: C_WAL_CW_Concrete Wall_T_600mm |  |  | Cast in Situ |  |  |  |  | 0.018848
17474331 |  | Walls |  | Basic Wall: C_WAL_CW_Concrete Wall_T_520mm |  |  | Cast in Situ |  |  |  |  | 0
17474337 |  | Walls |  | Basic Wall: C_WAL_CW_Concrete Wall_T_520mm |  |  | Cast in Situ |  |  |  |  | 0.0040828
17474383 |  | Walls |  | Basic Wall: C_WAL_CW_Concrete Wall_T_300mm |  |  | Cast in Situ |  |  |  |  | 0
17474386 |  | Walls |  | Basic Wall: C_WAL_CW_Concrete Wall_T_300mm |  |  | Cast in Situ |  |  |  |  | 0.0094239
17474387 |  | Walls |  | Basic Wall: C_WAL_CW_Concrete Wall_T_300mm |  |  | Cast in Situ |  |  |  |  | 0
17486375 |  | Floors | Existing - ATC | Floor: C_SL_Concrete Slab_T_400mm | 01-01-01-09-004-30 | Suspended Slab | Cast in Situ |  |  | 155 |  | 14.6771
17486452 |  | Floors | New Construction | Floor: C_SL_Concrete Slab_T_400mm | 01-01-01-09-004-30 | Suspended Slab | Cast in Situ |  |  | 155 |  | 24.0105
17486487 |  | Generic Models | Existing - ATC | ATC_Floor Opening: 250 x 250 x 400
17486488 |  | Generic Models | Existing - ATC | ATC_Floor Opening (Round): Ø 80
17486489 |  | Generic Models | Existing - ATC | ATC_Floor Opening (Round): Ø 80
17486490 |  | Generic Models | Existing - ATC | ATC_Floor Opening (Round): Ø 100
17486768 |  | Floors |  | Floor: C_SL_Concrete Slab_T_400mm | 01-01-01-09-004-30 | Suspended Slab | Cast in Situ |  |  | 155 |  | 0.00086884
17486769 |  | Floors |  | Floor: C_SL_Concrete Slab_T_400mm | 01-01-01-09-004-30 | Suspended Slab | Cast in Situ |  |  | 155 |  | 0.00026438
17486770 |  | Floors |  | Floor: C_SL_Concrete Slab_T_400mm | 01-01-01-09-004-30 | Suspended Slab | Cast in Situ |  |  | 155 |  | 0.00026438
17486773 |  | Floors |  | Floor: C_SL_Concrete Slab_T_400mm | 01-01-01-09-004-30 | Suspended Slab | Cast in Situ |  |  | 155 |  | 0.0020105
17486774 |  | Floors |  | Floor: C_SL_Concrete Slab_T_400mm | 01-01-01-09-004-30 | Suspended Slab | Cast in Situ |  |  | 155 |  | 0.0020105
17486775 |  | Floors |  | Floor: C_SL_Concrete Slab_T_400mm | 01-01-01-09-004-30 | Suspended Slab | Cast in Situ |  |  | 155 |  | 0.0020105
17486776 |  | Floors |  | Floor: C_SL_Concrete Slab_T_400mm | 01-01-01-09-004-30 | Suspended Slab | Cast in Situ |  |  | 155 |  | 0.0020105
17486780 |  | Floors |  | Floor: C_SL_Concrete Slab_T_400mm | 01-01-01-09-004-30 | Suspended Slab | Cast in Situ |  |  | 155 |  | 0.0020105
17486781 |  | Floors |  | Floor: C_SL_Concrete Slab_T_400mm | 01-01-01-09-004-30 | Suspended Slab | Cast in Situ |  |  | 155 |  | 0.0020105
17486784 |  | Floors |  | Floor: C_SL_Concrete Slab_T_400mm | 01-01-01-09-004-30 | Suspended Slab | Cast in Situ |  |  | 155 |  | 0.0020105
17486785 |  | Floors |  | Floor: C_SL_Concrete Slab_T_400mm | 01-01-01-09-004-30 | Suspended Slab | Cast in Situ |  |  | 155 |  | 0.0020105
17486786 |  | Floors |  | Floor: C_SL_Concrete Slab_T_400mm | 01-01-01-09-004-30 | Suspended Slab | Cast in Situ |  |  | 155 |  | 0.0020105
17486788 |  | Floors |  | Floor: C_SL_Concrete Slab_T_400mm | 01-01-01-09-004-30 | Suspended Slab | Cast in Situ |  |  | 155 |  | 0.0020105
17486789 |  | Floors |  | Floor: C_SL_Concrete Slab_T_400mm | 01-01-01-09-004-30 | Suspended Slab | Cast in Situ |  |  | 155 |  | 0.0020105
17486791 |  | Floors |  | Floor: C_SL_Concrete Slab_T_400mm | 01-01-01-09-004-30 | Suspended Slab | Cast in Situ |  |  | 155 |  | 0.0020105
17486793 |  | Floors |  | Floor: C_SL_Concrete Slab_T_400mm | 01-01-01-09-004-30 | Suspended Slab | Cast in Situ |  |  | 155 |  | 0.0020105
17486794 |  | Floors |  | Floor: C_SL_Concrete Slab_T_400mm | 01-01-01-09-004-30 | Suspended Slab | Cast in Situ |  |  | 155 |  | 0.0020105
17486801 |  | Floors |  | Floor: C_SL_Concrete Slab_T_400mm | 01-01-01-09-004-30 | Suspended Slab | Cast in Situ |  |  | 155 |  | 0.0020105
17486802 |  | Floors |  | Floor: C_SL_Concrete Slab_T_400mm | 01-01-01-09-004-30 | Suspended Slab | Cast in Situ |  |  | 155 |  | 0.0020105
17486804 |  | Floors |  | Floor: C_SL_Concrete Slab_T_400mm | 01-01-01-09-004-30 | Suspended Slab | Cast in Situ |  |  | 155 |  | 0.0020105
17486809 |  | Floors |  | Floor: C_SL_Concrete Slab_T_400mm | 01-01-01-09-004-30 | Suspended Slab | Cast in Situ |  |  | 155 |  | 0.0070682
17486817 |  | Floors |  | Floor: C_SL_Concrete Slab_T_300mm | 01-01-01-09-004-30 | Suspended Slab | Cast in Situ |  |  | 155 |  | 0.45
17486821 |  | Floors |  | Floor: C_SL_Concrete Slab_T_300mm | 01-01-01-09-004-30 | Suspended Slab | Cast in Situ |  |  | 155 |  | 0.0053012
17486822 |  | Floors |  | Floor: C_SL_Concrete Slab_T_400mm | 01-01-01-09-004-30 | Suspended Slab | Cast in Situ |  |  | 155 |  | 0.002275
17486823 |  | Floors |  | Floor: C_SL_Concrete Slab_T_400mm | 01-01-01-09-004-30 | Suspended Slab | Cast in Situ |  |  | 155 |  | 0.0031415
17486825 |  | Floors |  | Floor: C_SL_Concrete Slab_T_400mm | 01-01-01-09-004-30 | Suspended Slab | Cast in Situ |  |  | 155 |  | 0.0031415
17486950 |  | Floors |  | Floor: C_SL_Concrete Slab_T_250mm | 01-01-01-10-004-30 | Suspended Slab | Cast in Situ |  |  | 155 |  | 0.0044177
17486951 |  | Floors |  | Floor: C_SL_Concrete Slab_T_250mm | 01-01-01-10-004-30 | Suspended Slab | Cast in Situ |  |  | 155 |  | 0.0011044
17486952 |  | Floors |  | Floor: C_SL_Concrete Slab_T_250mm | 01-01-01-10-004-30 | Suspended Slab | Cast in Situ |  |  | 155 |  | 0.0078536
17486953 |  | Floors |  | Floor: C_SL_Concrete Slab_T_250mm | 01-01-01-10-004-30 | Suspended Slab | Cast in Situ |  |  | 155 |  | 0.0044177
17486954 |  | Floors |  | Floor: C_SL_Concrete Slab_T_250mm | 01-01-01-10-004-30 | Suspended Slab | Cast in Situ |  |  | 155 |  | 0.0019634
17486955 |  | Floors |  | Floor: C_SL_Concrete Slab_T_250mm | 01-01-01-10-004-30 | Suspended Slab | Cast in Situ |  |  | 155 |  | 0.0011044
17486956 |  | Floors |  | Floor: C_SL_Concrete Slab_T_250mm | 01-01-01-10-004-30 | Suspended Slab | Cast in Situ |  |  | 155 |  | 0.0044177
17486957 |  | Floors |  | Floor: C_SL_Concrete Slab_T_250mm | 01-01-01-10-004-30 | Suspended Slab | Cast in Situ |  |  | 155 |  | 0.0019634
17486958 |  | Floors |  | Floor: C_SL_Concrete Slab_T_250mm | 01-01-01-10-004-30 | Suspended Slab | Cast in Situ |  |  | 155 |  | 0.0019634
17486959 |  | Floors |  | Floor: C_SL_Concrete Slab_T_250mm | 01-01-01-10-004-30 | Suspended Slab | Cast in Situ |  |  | 155 |  | 0.0019634
17486960 |  | Floors |  | Floor: C_SL_Concrete Slab_T_250mm | 01-01-01-10-004-30 | Suspended Slab | Cast in Situ |  |  | 155 |  | 0.0044177
17486961 |  | Floors |  | Floor: C_SL_Concrete Slab_T_250mm | 01-01-01-10-004-30 | Suspended Slab | Cast in Situ |  |  | 155 |  | 0.0078536
17486962 |  | Floors |  | Floor: C_SL_Concrete Slab_T_250mm | 01-01-01-10-004-30 | Suspended Slab | Cast in Situ |  |  | 155 |  | 0.0011044
17486963 |  | Floors |  | Floor: C_SL_Concrete Slab_T_250mm | 01-01-01-10-004-30 | Suspended Slab | Cast in Situ |  |  | 155 |  | 0.0019634
17486964 |  | Floors |  | Floor: C_SL_Concrete Slab_T_250mm | 01-01-01-10-004-30 | Suspended Slab | Cast in Situ |  |  | 155 |  | 0.0078536
17486965 |  | Floors |  | Floor: C_SL_Concrete Slab_T_250mm | 01-01-01-10-004-30 | Suspended Slab | Cast in Situ |  |  | 155 |  | 0.0011044
17486966 |  | Floors |  | Floor: C_SL_Concrete Slab_T_250mm | 01-01-01-10-004-30 | Suspended Slab | Cast in Situ |  |  | 155 |  | 0.0044177
17486967 |  | Floors |  | Floor: C_SL_Concrete Slab_T_250mm | 01-01-01-10-004-30 | Suspended Slab | Cast in Situ |  |  | 155 |  | 0.0019634
17486968 |  | Floors |  | Floor: C_SL_Concrete Slab_T_250mm | 01-01-01-10-004-30 | Suspended Slab | Cast in Situ |  |  | 155 |  | 0.0019634
17486969 |  | Floors |  | Floor: C_SL_Concrete Slab_T_250mm | 01-01-01-10-004-30 | Suspended Slab | Cast in Situ |  |  | 155 |  | 0.0019634
17487001 |  | Floors | New Construction | Floor: C_SL_Concrete Slab_T_300mm | 01-01-01-10-004-30 | Suspended Slab | Cast in Situ |  |  | 155 |  | 11.6091
17508857 |  | Walls |  | Basic Wall: C_WAL_CW_Concrete Wall_T_500mm |  |  | Cast in Situ |  |  |  |  | 0.0088339
17508858 |  | Walls |  | Basic Wall: C_WAL_CW_Concrete Wall_T_500mm |  |  | Cast in Situ |  |  |  |  | 0.0039257
17508859 |  | Walls |  | Basic Wall: C_WAL_CW_Concrete Wall_T_500mm |  |  | Cast in Situ |  |  |  |  | 0.0039257
17508871 |  | Walls |  | Basic Wall: C_WAL_CW_Concrete Wall_T_300mm |  |  | Cast in Situ |  |  |  |  | 0
17508872 |  | Walls |  | Basic Wall: C_WAL_CW_Concrete Wall_T_350mm |  |  | Cast in Situ |  |  |  |  | 0
17508873 |  | Walls |  | Basic Wall: C_WAL_CW_Concrete Wall_T_350mm |  |  | Cast in Situ |  |  |  |  | 0
17508874 |  | Walls |  | Basic Wall: C_WAL_CW_Concrete Wall_T_350mm |  |  | Cast in Situ |  |  |  |  | 0
17508875 |  | Walls |  | Basic Wall: C_WAL_CW_Concrete Wall_T_350mm |  |  | Cast in Situ |  |  |  |  | 0
17508876 |  | Walls |  | Basic Wall: C_WAL_CW_Concrete Wall_T_350mm |  |  | Cast in Situ |  |  |  |  | 0
17508877 |  | Walls |  | Basic Wall: C_WAL_CW_Concrete Wall_T_350mm |  |  | Cast in Situ |  |  |  |  | 0
17508878 |  | Walls |  | Basic Wall: C_WAL_CW_Concrete Wall_T_350mm |  |  | Cast in Situ |  |  |  |  | 0
17508879 |  | Walls |  | Basic Wall: C_WAL_CW_Concrete Wall_T_350mm |  |  | Cast in Situ |  |  |  |  | 0
17508880 |  | Walls |  | Basic Wall: C_WAL_CW_Concrete Wall_T_350mm |  |  | Cast in Situ |  |  |  |  | 0
17508881 |  | Walls |  | Basic Wall: C_WAL_CW_Concrete Wall_T_350mm |  |  | Cast in Situ |  |  |  |  | 0
17508882 |  | Walls |  | Basic Wall: C_WAL_CW_Concrete Wall_T_350mm |  |  | Cast in Situ |  |  |  |  | 0
17508883 |  | Walls |  | Basic Wall: C_WAL_CW_Concrete Wall_T_350mm |  |  | Cast in Situ |  |  |  |  | 0
17508884 |  | Walls |  | Basic Wall: C_WAL_CW_Concrete Wall_T_350mm |  |  | Cast in Situ |  |  |  |  | 0
17508885 |  | Walls |  | Basic Wall: C_WAL_CW_Concrete Wall_T_350mm |  |  | Cast in Situ |  |  |  |  | 0
17508886 |  | Walls |  | Basic Wall: C_WAL_CW_Concrete Wall_T_350mm |  |  | Cast in Situ |  |  |  |  | 0
17508887 |  | Walls |  | Basic Wall: C_WAL_CW_Concrete Wall_T_350mm |  |  | Cast in Situ |  |  |  |  | 0
17508888 |  | Walls |  | Basic Wall: C_WAL_CW_Concrete Wall_T_350mm |  |  | Cast in Situ |  |  |  |  | 0
17508889 |  | Walls |  | Basic Wall: C_WAL_CW_Concrete Wall_T_350mm |  |  | Cast in Situ |  |  |  |  | 0
17508890 |  | Walls |  | Basic Wall: C_WAL_CW_Concrete Wall_T_350mm |  |  | Cast in Situ |  |  |  |  | 0
17508891 |  | Walls |  | Basic Wall: C_WAL_CW_Concrete Wall_T_350mm |  |  | Cast in Situ |  |  |  |  | 0
17508893 |  | Walls |  | Basic Wall: C_WAL_CW_Concrete Wall_T_350mm |  |  | Cast in Situ |  |  |  |  | 6.87190774977134E-05
17508895 |  | Walls |  | Basic Wall: C_WAL_CW_Concrete Wall_T_600mm |  |  | Cast in Situ |  |  |  |  | 0.0047109
17508896 |  | Walls |  | Basic Wall: C_WAL_CW_Concrete Wall_T_600mm |  |  | Cast in Situ |  |  |  |  | 0.018848
17508897 |  | Walls |  | Basic Wall: C_WAL_CW_Concrete Wall_T_600mm |  |  | Cast in Situ |  |  |  |  | 0.018848
17508898 |  | Walls |  | Basic Wall: C_WAL_CW_Concrete Wall_T_600mm |  |  | Cast in Situ |  |  |  |  | 0
17508899 |  | Walls |  | Basic Wall: C_WAL_CW_Concrete Wall_T_600mm |  |  | Cast in Situ |  |  |  |  | 0
17508900 |  | Walls |  | Basic Wall: C_WAL_CW_Concrete Wall_T_600mm |  |  | Cast in Situ |  |  |  |  | 0
17508901 |  | Walls |  | Basic Wall: C_WAL_CW_Concrete Wall_T_600mm |  |  | Cast in Situ |  |  |  |  | 0
17508908 |  | Walls |  | Basic Wall: C_WAL_CW_Concrete Wall_T_350mm |  |  | Cast in Situ |  |  |  |  | 0.903
17508909 |  | Walls |  | Basic Wall: C_WAL_CW_Concrete Wall_T_350mm |  |  | Cast in Situ |  |  |  |  | 0.00068623
17508910 |  | Walls |  | Basic Wall: C_WAL_CW_Concrete Wall_T_350mm |  |  | Cast in Situ |  |  |  |  | 0.00525
17508911 |  | Walls |  | Basic Wall: C_WAL_CW_Concrete Wall_T_350mm |  |  | Cast in Situ |  |  |  |  | 0
17508912 |  | Walls |  | Basic Wall: C_WAL_CW_Concrete Wall_T_350mm |  |  | Cast in Situ |  |  |  |  | 0
17508914 |  | Walls |  | Basic Wall: C_WAL_CW_Concrete Wall_T_350mm |  |  | Cast in Situ |  |  |  |  | 0
17508915 |  | Walls |  | Basic Wall: C_WAL_CW_Concrete Wall_T_350mm |  |  | Cast in Situ |  |  |  |  | 0
17508917 |  | Walls |  | Basic Wall: C_WAL_CW_Concrete Wall_T_350mm |  |  | Cast in Situ |  |  |  |  | 0
17508921 |  | Walls |  | Basic Wall: C_WAL_CW_Concrete Wall_T_350mm |  |  | Cast in Situ |  |  |  |  | 0
17508922 |  | Walls |  | Basic Wall: C_WAL_CW_Concrete Wall_T_350mm |  |  | Cast in Situ |  |  |  |  | 0
17508923 |  | Walls |  | Basic Wall: C_WAL_CW_Concrete Wall_T_350mm |  |  | Cast in Situ |  |  |  |  | 0
17508924 |  | Walls |  | Basic Wall: C_WAL_CW_Concrete Wall_T_350mm |  |  | Cast in Situ |  |  |  |  | 0
17508925 |  | Walls |  | Basic Wall: C_WAL_CW_Concrete Wall_T_350mm |  |  | Cast in Situ |  |  |  |  | 0
17508971 |  | Walls |  | Basic Wall: C_WAL_CW_Concrete Wall_T_350mm |  |  | Cast in Situ |  |  |  |  | 0
17508972 |  | Walls |  | Basic Wall: C_WAL_CW_Concrete Wall_T_350mm |  |  | Cast in Situ |  |  |  |  | 0
17508974 |  | Walls |  | Basic Wall: C_WAL_CW_Concrete Wall_T_350mm |  |  | Cast in Situ |  |  |  |  | 0
17508976 |  | Walls |  | Basic Wall: C_WAL_CW_Concrete Wall_T_350mm |  |  | Cast in Situ |  |  |  |  | 0
17508977 |  | Walls |  | Basic Wall: C_WAL_CW_Concrete Wall_T_350mm |  |  | Cast in Situ |  |  |  |  | 0
17512648 |  | Floors | Existing - ATC | Floor: C_SL_Concrete Slab_T_400mm Pour Strip | 01-01-01-09-004-30 | Suspended Slab | Cast in Situ |  |  | 155 |  | 7.73
17514983 |  | Floors | New Construction | Floor: C_SL_Concrete Slab_T_300mm | 01-01-01-09-005-30 | Suspended Slab | Cast in Situ |  |  | 155 |  | 20.9747
17515014 |  | Generic Models | Existing - ATC | ATC_Floor Opening (Round): Ø 80
17515015 |  | Generic Models | Existing - ATC | ATC_Floor Opening (Round): Ø 150
17515016 |  | Generic Models | Existing - ATC | ATC_Floor Opening: 250 x 250 x 300
17515017 |  | Generic Models | Existing - ATC | ATC_Floor Opening: 250 x 250 x 300
17515018 |  | Generic Models | Existing - ATC | ATC_Floor Opening: 250 x 250 x 300
17515019 |  | Generic Models | Existing - ATC | ATC_Floor Opening (Round): Ø 80
17515021 |  | Generic Models | Existing - ATC | ATC_Floor Opening (Round): Ø 80
17516035 |  | Floors |  | Floor: C_SL_Concrete Slab_T_500mm | 01-01-01-09-005-30 | Suspended Slab | Cast in Situ |  |  | 155 |  | 3.5944
17516071 |  | Floors |  | Floor: C_SL_Concrete Slab_T_300mm | 01-01-01-09-005-30 | Suspended Slab | Cast in Situ |  |  | 155 |  | 0.0023561
17516072 |  | Floors |  | Floor: C_SL_Concrete Slab_T_300mm | 01-01-01-09-005-30 | Suspended Slab | Cast in Situ |  |  | 155 |  | 0.0023561
17516074 |  | Floors |  | Floor: C_SL_Concrete Slab_T_300mm | 01-01-01-09-005-30 | Suspended Slab | Cast in Situ |  |  | 155 |  | 0.0060316
17516167 |  | Floors | New Construction | Floor: C_SL_Concrete Slab_T_300mm | 01-01-01-13-005-30 | Suspended Slab | Cast in Situ |  |  | 155 |  | 8.162
17516455 |  | Floors | New Construction | Floor: C_SL_Concrete Slab_T_500mm | 01-01-01-09-005-30 | Suspended Slab | Cast in Situ |  |  | 155 |  | 6.76
17516803 |  | Floors | New Construction | Floor: C_SL_Concrete Slab_T_300mm | 01-01-01-09-005-30 | Suspended Slab | Cast in Situ |  |  | 155 |  | 29.2014
17519056 |  | Generic Models | Existing - ATC | ATC_Floor Opening: 1850 x 1865 x 400
17519180 |  | Generic Models | Existing - ATC | ATC_Floor Opening: 250 x 250 x 500
17519435 |  | Generic Models | Existing - ATC | ATC_Floor Opening: 250 x 250 x 500
17528668 |  | Walls |  | Basic Wall: C_WAL_CW_Concrete Wall_T_750mm |  |  | Cast in Situ |  |  |  |  | 0.02356
17528669 |  | Walls |  | Basic Wall: C_WAL_CW_Concrete Wall Planted_T_750mm |  |  | Cast in Situ |  |  |  |  | 0.02356
17529086 |  | Walls |  | Basic Wall: C_WAL_CW_Concrete Wall_T_500mm |  |  | Cast in Situ |  |  |  |  | 0
17529087 |  | Walls |  | Basic Wall: C_WAL_CW_Concrete Wall_T_500mm |  |  | Cast in Situ |  |  |  |  | 0
17529088 |  | Walls |  | Basic Wall: C_WAL_CW_Concrete Wall_T_500mm |  |  | Cast in Situ |  |  |  |  | 0
17529089 |  | Walls |  | Basic Wall: C_WAL_CW_Concrete Wall_T_500mm |  |  | Cast in Situ |  |  |  |  | 0
17529090 |  | Walls |  | Basic Wall: C_WAL_CW_Concrete Wall_T_500mm |  |  | Cast in Situ |  |  |  |  | 0
17529092 |  | Walls |  | Basic Wall: C_WAL_CW_Concrete Wall_T_500mm |  |  | Cast in Situ |  |  |  |  | 0
17529094 |  | Walls |  | Basic Wall: C_WAL_CW_Concrete Wall_T_500mm |  |  | Cast in Situ |  |  |  |  | 0
17529096 |  | Walls |  | Basic Wall: C_WAL_CW_Concrete Wall_T_350mm |  |  | Cast in Situ |  |  |  |  | 0.002748
17529097 |  | Walls |  | Basic Wall: C_WAL_CW_Concrete Wall_T_500mm |  |  | Cast in Situ |  |  |  |  | 0
17529098 |  | Walls |  | Basic Wall: C_WAL_CW_Concrete Wall_T_500mm |  |  | Cast in Situ |  |  |  |  | 0.0039257
17529099 |  | Walls |  | Basic Wall: C_WAL_CW_Concrete Wall_T_500mm |  |  | Cast in Situ |  |  |  |  | 0
17529100 |  | Walls |  | Basic Wall: C_WAL_CW_Concrete Wall_T_500mm |  |  | Cast in Situ |  |  |  |  | 0
17529101 |  | Walls |  | Basic Wall: C_WAL_CW_Concrete Wall_T_350mm |  |  | Cast in Situ |  |  |  |  | 0.010995
17529102 |  | Walls |  | Basic Wall: C_WAL_CW_Concrete Wall_T_350mm |  |  | Cast in Situ |  |  |  |  | 0.002748
17529103 |  | Walls |  | Basic Wall: C_WAL_CW_Concrete Wall_T_350mm |  |  | Cast in Situ |  |  |  |  | 0.002748
17529105 |  | Walls |  | Basic Wall: C_WAL_CW_Concrete Wall_T_500mm |  |  | Cast in Situ |  |  |  |  | 0
17529106 |  | Walls |  | Basic Wall: C_WAL_CW_Concrete Wall_T_500mm |  |  | Cast in Situ |  |  |  |  | 0
17529107 |  | Walls |  | Basic Wall: C_WAL_CW_Concrete Wall_T_500mm |  |  | Cast in Situ |  |  |  |  | 0
17529108 |  | Walls |  | Basic Wall: C_WAL_CW_Concrete Wall_T_500mm |  |  | Cast in Situ |  |  |  |  | 0
17529109 |  | Walls |  | Basic Wall: C_WAL_CW_Concrete Wall_T_350mm |  |  | Cast in Situ |  |  |  |  | 0.010995
17533103 |  | Floors | Existing - ATC | Floor: C_SL_Concrete Slab_T_300mm | 01-01-01-09-006-30 | Suspended Slab | Cast in Situ |  |  | 171.23 |  | 22.2616
17585268 |  | Walls |  | Basic Wall: C_WAL_CW_Concrete Wall_T_852mm | 01-01-01-09-002-30 |  | Cast in Situ |  |  |  |  | 0.0066894
17585269 |  | Walls |  | Basic Wall: C_WAL_CW_Concrete Wall_T_852mm | 01-01-01-09-002-30 |  | Cast in Situ |  |  |  |  | 0.0066894
17585270 |  | Walls |  | Basic Wall: C_WAL_CW_Concrete Wall_T_1100mm | 01-01-01-10-002-30 | Wall | Cast in Situ |  |  |  |  | 0.015709
17585271 |  | Walls |  | Basic Wall: C_WAL_CW_Concrete Wall_T_350mm |  |  | Cast in Situ |  |  |  |  | 0.002748
17585272 |  | Walls |  | Basic Wall: C_WAL_CW_Concrete Wall_T_200mm |  |  | Cast in Situ |  |  |  |  | 0.0035335
17585273 |  | Walls |  | Basic Wall: C_WAL_CW_Concrete Wall_T_200mm |  |  | Cast in Situ |  |  |  |  | 0
17585274 |  | Walls |  | Basic Wall: C_WAL_CW_Concrete Wall_T_200mm |  |  | Cast in Situ |  |  |  |  | 0.0035335
17585275 |  | Walls |  | Basic Wall: C_WAL_CW_Concrete Wall_T_200mm |  |  | Cast in Situ |  |  |  |  | 0
17585276 |  | Walls |  | Basic Wall: C_WAL_CW_Concrete Wall_T_200mm |  |  | Cast in Situ |  |  |  |  | 0.0035335
17585277 |  | Walls |  | Basic Wall: C_WAL_CW_Concrete Wall_T_200mm |  |  | Cast in Situ |  |  |  |  | 0.0035335
17585278 |  | Walls |  | Basic Wall: C_WAL_CW_Concrete Wall_T_200mm |  |  | Cast in Situ |  |  |  |  | 0
17585279 |  | Walls |  | Basic Wall: C_WAL_CW_Concrete Wall_T_200mm |  |  | Cast in Situ |  |  |  |  | 0
17585280 |  | Walls |  | Basic Wall: C_WAL_CW_Concrete Wall_T_200mm |  |  | Cast in Situ |  |  |  |  | 0
17585281 |  | Walls |  | Basic Wall: C_WAL_CW_Concrete Wall_T_200mm |  |  | Cast in Situ |  |  |  |  | 0
17585282 |  | Walls |  | Basic Wall: C_WAL_CW_Concrete Wall_T_200mm |  |  | Cast in Situ |  |  |  |  | 0
17585283 |  | Walls |  | Basic Wall: C_WAL_CW_Concrete Wall_T_200mm |  |  | Cast in Situ |  |  |  |  | 0
17585284 |  | Walls |  | Basic Wall: C_WAL_CW_Concrete Wall_T_375mm |  |  | Cast in Situ |  |  |  |  | 0
17585285 |  | Walls |  | Basic Wall: C_WAL_CW_Concrete Wall_T_350mm |  |  | Cast in Situ |  |  |  |  | 0
17585518 |  | Floors |  | Floor: C_SL_Concrete Slab_T_500mm | 01-01-01-10-003-30 | Suspended Slab | Cast in Situ |  |  | 155 |  | 0.0047514
17585520 |  | Floors |  | Floor: C_SL_Concrete Slab_T_500mm | 01-01-01-10-003-30 | Suspended Slab | Cast in Situ |  |  | 155 |  | 0.0047514
17585521 |  | Floors |  | Floor: C_SL_Concrete Slab_T_500mm | 01-01-01-10-003-30 | Suspended Slab | Cast in Situ |  |  | 155 |  | 0.0047514
17585526 |  | Floors |  | Floor: C_SL_Concrete Slab_T_200mm | 01-01-01-10-003-30 | Suspended Slab | Cast in Situ |  |  | 155 |  | 0.0015707
17612607 |  | Floors | Existing - ATC | Floor: C_SL_Concrete Slab_T_400mm | 01-01-01-11-003-30 | Suspended Slab | Cast in Situ |  |  | 155 |  | 20.011
17675118 |  | Generic Models | New Construction | ATC_STR Vertical Opening (Round): ATC_STR Vertical Opening (Round)
17763665 |  | Walls | New Construction | Basic Wall: C_WAL_CW_Concrete Wall_T_600mm | 01-01-01-09-001-30 | Wall | Cast in Situ |  |  | 132.04 |  | 2.9417
17763868 |  | Floors |  | Floor: C_SL_Concrete Slab_T_300mm | 01-01-01-09-002-30 | Suspended Slab | Cast in Situ |  |  | 155 |  | 0.03489
17763870 |  | Floors |  | Floor: C_SL_Concrete Slab_T_300mm | 01-01-01-09-002-30 | Suspended Slab | Cast in Situ |  |  | 155 |  | 2.30699760170946E-05
17764030 |  | Walls | Existing - ATC | Basic Wall: C_WAL_CW_Concrete Wall_T_250mm | 01-01-01-11-002-30 | Wall | Cast in Situ |  |  | 119.75 |  | 7.7625
17764154 |  | Walls | Existing - ATC | Basic Wall: C_WAL_CW_Concrete Wall_T_500mm | 01-01-01-11-002-30 | Wall | Cast in Situ |  |  | 119.75 |  | 9.5625
17831016 |  | Walls |  | Basic Wall: C_WAL_CW_Concrete Wall_T_350mm |  |  | Cast in Situ |  |  |  |  | 0
17831018 |  | Walls |  | Basic Wall: C_WAL_CW_Concrete Wall_T_350mm |  |  | Cast in Situ |  |  |  |  | 0
17831019 |  | Walls |  | Basic Wall: C_WAL_CW_Concrete Wall_T_350mm |  |  | Cast in Situ |  |  |  |  | 0.05915
17831020 |  | Walls |  | Basic Wall: C_WAL_CW_Concrete Wall_T_350mm |  |  | Cast in Situ |  |  |  |  | 0.00068623
17831023 |  | Walls |  | Basic Wall: C_WAL_CW_Concrete Wall_T_350mm |  |  | Cast in Situ |  |  |  |  | 0
17831024 |  | Walls |  | Basic Wall: C_WAL_CW_Concrete Wall_T_350mm |  |  | Cast in Situ |  |  |  |  | 0
17831026 |  | Walls |  | Basic Wall: C_WAL_CW_Concrete Wall_T_350mm |  |  | Cast in Situ |  |  |  |  | 0.002748
17831030 |  | Walls |  | Basic Wall: C_WAL_CW_Concrete Wall_T_350mm |  |  | Cast in Situ |  |  |  |  | 0
17831033 |  | Walls |  | Basic Wall: C_WAL_CW_Concrete Wall_T_350mm |  |  | Cast in Situ |  |  |  |  | 0
17831437 |  | Walls | New Construction | Basic Wall: C_WAL_CW_Concrete Wall_T_750mm | 01-01-01-10-004-30 | Wall | Cast in Situ |  |  | 163.8 |  | 18.5736
17832538 |  | Walls |  | Basic Wall: C_WAL_CW_Concrete Wall_T_350mm |  |  | Cast in Situ |  |  |  |  | 0.10075
17832540 |  | Walls |  | Basic Wall: C_WAL_CW_Concrete Wall_T_350mm |  |  | Cast in Situ |  |  |  |  | 0.06825
17832542 |  | Walls |  | Basic Wall: C_WAL_CW_Concrete Wall_T_350mm |  |  | Cast in Situ |  |  |  |  | 0.017
17832543 |  | Walls |  | Basic Wall: C_WAL_CW_Concrete Wall_T_350mm |  |  | Cast in Situ |  |  |  |  | 0.4012
17832544 |  | Walls |  | Basic Wall: C_WAL_CW_Concrete Wall_T_350mm |  |  | Cast in Situ |  |  |  |  | 0.0068
17832545 |  | Walls |  | Basic Wall: C_WAL_CW_Concrete Wall_T_350mm |  |  | Cast in Situ |  |  |  |  | 0.017
17832546 |  | Walls |  | Basic Wall: C_WAL_CW_Concrete Wall_T_350mm |  |  | Cast in Situ |  |  |  |  | 0.068251
17836912 |  | Floors |  | Floor: C_SL_Concrete Slab_T_900mm | 01-01-01-10-002-30 | Suspended Slab | Cast in Situ |  |  | 155 |  | 0.01125
17841093 |  | Walls |  | Basic Wall: C_WAL_CW_Concrete Wall Planted_T_200mm |  |  | Cast in Situ |  |  |  |  | 0.022
18035329 |  | Walls | Existing - ATC | Basic Wall: C_WAL_CW_Concrete Wall Planted_T_200mm | 01-01-01-09-003-30 | Wall | Cast in Situ |  |  | 155.74 |  | 1.3507
18037046 |  | Walls | Existing - ATC | Basic Wall: C_WAL_CW_Concrete Wall Planted_T_200mm | 01-01-01-09-003-30 | Wall | Cast in Situ |  |  | 155.74 |  | 1.1944
18037050 |  | Walls |  | Basic Wall: C_WAL_CW_Concrete Wall Planted_T_200mm | [7 empty] | 0.0015703
18037463 |  | Walls | Existing - ATC | Basic Wall: C_WAL_CW_Concrete Wall Planted_T_200mm | 01-01-01-09-003-30 | Wall | Cast in Situ |  |  | 155.74 |  | 1.1531
18165588 |  | Walls |  | Basic Wall: C_WAL_CW_Concrete Wall_T_350mm | [7 empty] | 0.0061837
18255365 |  | Generic Models | New Construction | ATC_STR Vertical Opening (Rectangle): ATC_STR Vertical Opening (Rectangle)
18820523 |  | Generic Models | New Construction | ATC_STR Vertical Opening (Rectangle).0030: 85x460
18822276 |  | Generic Models | New Construction | ATC_STR Vertical Opening (Rectangle).0030: 85x460
18822367 |  | Walls |  | Basic Wall: C_WAL_CW_Concrete Wall_T_350mm | [7 empty] | 0
18823232 |  | Generic Models | New Construction | ATC_STR Vertical Opening (Rectangle).0030: 85x460
18823276 |  | Walls |  | Basic Wall: C_WAL_CW_Concrete Wall_T_350mm | [7 empty] | 0
18823419 |  | Generic Models | New Construction | ATC_STR Vertical Opening (Rectangle).0030: 85x460
18823460 |  | Walls |  | Basic Wall: C_WAL_CW_Concrete Wall_T_350mm | [7 empty] | 0
18838553 |  | Generic Models | New Construction | ATC_Coo Point: ATC_Coo Point
18838554 |  | Generic Models | New Construction | ATC_Coo Point: ATC_Coo Point
18838555 |  | Generic Models | New Construction | ATC_Coo Point: ATC_Coo Point
18838556 |  | Generic Models | New Construction | ATC_Coo Point: ATC_Coo Point
18838557 |  | Generic Models | New Construction | ATC_Coo Point: ATC_Coo Point
18838558 |  | Generic Models | New Construction | ATC_Coo Point: ATC_Coo Point
18838559 |  | Generic Models | New Construction | ATC_Coo Point: ATC_Coo Point
18838560 |  | Generic Models | New Construction | ATC_Coo Point: ATC_Coo Point
18838561 |  | Generic Models | New Construction | ATC_Coo Point: ATC_Coo Point
18838562 |  | Generic Models | New Construction | ATC_Coo Point: ATC_Coo Point
18838563 |  | Generic Models | New Construction | ATC_Coo Point: ATC_Coo Point
18838564 |  | Generic Models | New Construction | ATC_Coo Point: ATC_Coo Point
18838565 |  | Generic Models | New Construction | ATC_Coo Point: ATC_Coo Point
18838566 |  | Generic Models | New Construction | ATC_Coo Point: ATC_Coo Point
18838567 |  | Generic Models | New Construction | ATC_Coo Point: ATC_Coo Point
18838568 |  | Generic Models | New Construction | ATC_Coo Point: ATC_Coo Point
18838569 |  | Generic Models | New Construction | ATC_Coo Point: ATC_Coo Point
18838570 |  | Generic Models | New Construction | ATC_Coo Point: ATC_Coo Point
18838571 |  | Generic Models | New Construction | ATC_Coo Point: ATC_Coo Point
18838572 |  | Generic Models | New Construction | ATC_Coo Point: ATC_Coo Point
18838573 |  | Generic Models | New Construction | ATC_Coo Point: ATC_Coo Point
18838574 |  | Generic Models | New Construction | ATC_Coo Point: ATC_Coo Point
18838575 |  | Generic Models | New Construction | ATC_Coo Point: ATC_Coo Point
18838576 |  | Generic Models | New Construction | ATC_Coo Point: ATC_Coo Point
18838577 |  | Generic Models | New Construction | ATC_Coo Point: ATC_Coo Point
18838578 |  | Generic Models | New Construction | ATC_Coo Point: ATC_Coo Point
18838579 |  | Generic Models | New Construction | ATC_Coo Point: ATC_Coo Point
18838580 |  | Generic Models | New Construction | ATC_Coo Point: ATC_Coo Point
18841668 |  | Walls | Existing - ATC | Basic Wall: C_WAL_CW_Concrete Wall_T_500mm | 01-01-01-10-001-30 | Wall | Cast in Situ |  |  | 132.04 |  | 59.0241
18841670 |  | Walls | Existing - ATC | Basic Wall: C_WAL_CW_Concrete Wall_T_500mm | 01-01-01-10-001-30 | Wall | Cast in Situ |  |  | 132.04 |  | 79.3569
18841672 |  | Walls | Existing - ATC | Basic Wall: C_WAL_CW_Concrete Wall_T_500mm | 01-01-01-10-001-30 | Wall | Cast in Situ |  |  | 132.04 |  | 21.6381
18841832 |  | Walls |  | Basic Wall: C_WAL_CW_Concrete Wall_T_500mm | [7 empty] | 0.015707
18841886 |  | Walls | Existing - ATC | Basic Wall: C_WAL_CW_Concrete Wall_T_750mm | 01-01-01-11-001-30 | Retaining Wall | Cast in Situ |  |  | 190.22 |  | 50.0612
18843596 |  | Floors | New Construction | Floor: C_SL_Concrete Slab_T_500mm | 01-01-01-10-003-30 | Suspended Slab | Cast in Situ |  |  | 155 |  | 106.7462
18845636 |  | Floors | New Construction | Floor: C_SL_Concrete Slab_T_400mm | 01-01-01-09-003-30 | Suspended Slab | Cast in Situ |  |  | 155 |  | 15.2576
18846552 |  | Floors | New Construction | Floor: C_SL_Concrete Slab_T_300mm | 01-01-01-10-004-30 | Suspended Slab | Cast in Situ |  |  | 155 |  | 39.8415
18849056 |  | Floors | New Construction | Floor: C_SL_Concrete Slab_T_350mm | 01-01-01-09-005-30 | Suspended Slab | Cast in Situ |  |  | 155 |  | 275.5577
18849074 |  | Generic Models | New Construction | ATC_Floor Opening (Round): Ø 200
18849076 |  | Generic Models | New Construction | ATC_Floor Opening (Round): Ø 160
18849336 |  | Walls | New Construction | Basic Wall: C_WAL_CW_Concrete Wall_T_100mm | 01-01-01-09-005-30 | Upstand | Cast in Situ |  |  | 166.6 |  | 0.27853
18850841 |  | Floors | New Construction | Floor: C_SL_Concrete Slab_T_250mm | 01-01-01-13-005-30 | Suspended Slab | Cast in Situ |  |  | 155 |  | 41.6674
18850953 |  | Floors | New Construction | Floor: C_SL_Concrete Slab_T_250mm | 01-01-01-09-007-30 | Suspended Slab | Cast in Situ |  |  | 174 |  | 18.2872
18851221 |  | Floors | New Construction | Floor: C_SL_Concrete Slab_T_300mm | 01-01-01-13-005-30 | Suspended Slab | Cast in Situ |  |  | 155 |  | 71.2277
18851538 |  | Floors | New Construction | Floor: C_SL_Concrete Slab_T_300mm | 01-01-01-11-005-30 | Suspended Slab | Cast in Situ |  |  | 155 |  | 17.3698
18851545 |  | Walls | New Construction | Basic Wall: C_WAL_CW_Concrete Wall Planted_T_250mm | 01-01-01-11-006-30 | Wall | Cast in Situ |  |  | 175.03 |  | 0.32391
18851758 |  | Structural Columns | Existing - ATC | C_COL_CC_Concrete Columns Square_BxH_: 450x450mm | 01-01-01-13-001-30 | Rectangular Column | Cast in Situ |  |  | 175.83 |  | 0.87075
18851760 |  | Structural Columns | Existing - ATC | C_COL_CC_Concrete Columns Square_BxH_: 450x450mm | 01-01-01-13-001-30 | Rectangular Column | Cast in Situ |  |  | 175.83 |  | 0.84038
18851762 |  | Structural Columns | Existing - ATC | C_COL_CC_Concrete Columns Square_BxH_: 1000x1000mm | 01-01-01-13-001-30 | Rectangular Column | Cast in Situ |  |  | 175.83 |  | 4.05
18851764 |  | Structural Columns | Existing - ATC | C_COL_CC_Concrete Columns Square_BxH_: 450x450mm | 01-01-01-13-001-30 | Rectangular Column | Cast in Situ |  |  | 175.83 |  | 0.87075
18851766 |  | Walls | Existing - ATC | Basic Wall: C_WAL_CW_Concrete Wall_T_750mm | 01-01-01-13-001-30 | Wall | Cast in Situ |  |  | 132.04 |  | 3.1125
18851768 |  | Walls | Existing - ATC | Basic Wall: C_WAL_CW_Concrete Wall_T_750mm | 01-01-01-13-001-30 | Wall | Cast in Situ |  |  | 132.04 |  | 4.6687
18851770 |  | Walls | Existing - ATC | Basic Wall: C_WAL_CW_Concrete Wall_T_750mm | 01-01-01-13-001-30 | Wall | Cast in Situ |  |  | 132.04 |  | 7.785
18851772 |  | Walls | Existing - ATC | Basic Wall: C_WAL_CW_Concrete Wall_T_750mm | 01-01-01-13-001-30 | Wall | Cast in Situ |  |  | 132.04 |  | 7.785
18851774 |  | Stairs | Existing - ATC | Assembled Stair: Steel Stair_Spiral | 01-01-01-13-001-30 | Steel Stair
18851786 |  | Structural Columns | Existing - ATC | C_COL_CC_Concrete Columns Square_BxH_: 450x450mm | 01-01-01-13-001-30 | Rectangular Column | Cast in Situ |  |  | 175.83 |  | 0.75938
18851814 |  | Walls | Existing - ATC | Basic Wall: C_WAL_CW_Concrete Wall_T_200mm | 01-01-01-13-001-30 | Wall | Cast in Situ |  |  | 132.04 |  | 0.15
18851816 |  | Walls | Existing - ATC | Basic Wall: C_WAL_CW_Concrete Wall_T_200mm | 01-01-01-13-001-30 | Wall | Cast in Situ |  |  | 132.04 |  | 0.15
18851818 |  | Walls | Existing - ATC | Basic Wall: C_WAL_CW_Concrete Wall_T_500mm | 01-01-01-13-001-30 | Retaining Wall | Cast in Situ |  |  | 190.22 |  | 12.035
18851842 |  | Floors | Existing - ATC | Floor: C_SL_Concrete Slab_T_400mm | 01-01-01-13-003-30 | Suspended Slab | Cast in Situ |  |  | 155 |  | 172.6052
18851962 |  | Generic Models | New Construction | ATC_STR Vertical Opening (Rectangle): ATC_STR Vertical Opening (Rectangle)
18851964 |  | Structural Columns | New Construction | C_COL_CC_Concrete Columns Square_BxH_: 1000x1000mm | 01-01-01-13-002-30 | Rectangular Column | Cast in Situ |  |  | 175.83 |  | 3.27
18851966 |  | Structural Framing | Existing - ATC | C_BEA_CB_Concrete Beams_BxH_: 1500x1000mm | 01-01-01-13-003-30 | Suspended Beam | Cast in Situ |  |  | 460.63 |  | 5.4658
18851968 |  | Structural Framing | Existing - ATC | C_BEA_CB_Concrete Beams_BxH_: 1500x1000mm | 01-01-01-13-003-30 | Suspended Beam | Cast in Situ |  |  | 460.63 |  | 5.66
18851970 |  | Structural Framing | Existing - ATC | C_BEA_CB_Concrete Beams_BxH_: 1500x1000mm | 01-01-01-13-003-30 | Suspended Beam | Cast in Situ |  |  | 460.63 |  | 4.7173
18851987 |  | Floors | Existing - ATC | Floor: C_SL_Concrete Slab_T_400mm | 01-01-01-13-003-30 | Suspended Slab | Cast in Situ |  |  | 155 |  | 2.3386
18852146 |  | Structural Columns | Existing - ATC | C_COL_CC_Concrete Columns Square_BxH_: 450x450mm | 01-01-01-13-002-30 | Rectangular Column | Cast in Situ |  |  | 175.83 |  | 0.58118
18852148 |  | Structural Columns | Existing - ATC | C_COL_CC_Concrete Columns Square_BxH_: 450x450mm | 01-01-01-13-002-30 | Rectangular Column | Cast in Situ |  |  | 175.83 |  | 0.53055
18852150 |  | Structural Columns | Existing - ATC | C_COL_CC_Concrete Columns Square_BxH_: 450x450mm | 01-01-01-13-002-30 | Rectangular Column | Cast in Situ |  |  | 175.83 |  | 0.53055
18852158 |  | Walls | Existing - ATC | Basic Wall: C_WAL_CW_Concrete Wall_T_750mm | 01-01-01-13-002-30 | Wall | Cast in Situ |  |  | 119.75 |  | 2.1525
18852160 |  | Walls | Existing - ATC | Basic Wall: C_WAL_CW_Concrete Wall_T_750mm | 01-01-01-13-002-30 | Wall | Cast in Situ |  |  | 119.75 |  | 3.15
18852221 |  | Walls | Existing - ATC | Basic Wall: C_WAL_CW_Concrete Wall_T_500mm | 01-01-01-13-002-30 | Wall | Cast in Situ |  |  | 119.75 |  | 8.41
18852237 |  | Floors | Existing - ATC | Floor: C_SL_Concrete Slab_T_300mm | 01-01-01-13-005-30 | Suspended Slab | Cast in Situ |  |  | 155 |  | 9.6542
18852275 |  | Walls | New Construction | Basic Wall: C_WAL_CW_Concrete Wall Planted _T_600mm | 01-01-01-13-005-30 | Wall | Cast in Situ |  |  | 166.6 |  | 9.3798
18852277 |  | Walls | New Construction | Basic Wall: C_WAL_CW_Concrete Wall Planted _T_600mm | 01-01-01-13-005-30 | Wall | Cast in Situ |  |  | 166.6 |  | 8.4156
18852279 |  | Structural Framing | New Construction | C_BEA_CB_Concrete Beams_BxH_: 500x1200mm | 01-01-01-13-005-30 | Suspended Beam | Cast in Situ |  |  | 267.07 |  | 5.4001
18852281 |  | Structural Framing | New Construction | C_BEA_CB_Concrete Beams_BxH_: 750x1300mm | 01-01-01-13-005-30 | Suspended Beam | Cast in Situ |  |  | 267.07 |  | 10.7302
18852296 |  | Floors | New Construction | Floor: C_SL_Concrete Slab_T_300mm | 01-01-01-13-005-30 | Suspended Slab | Cast in Situ |  |  | 155 |  | 34.0053
18852303 |  | Structural Framing | New Construction | C_BEA_CB_Concrete Beams_BxH_: 1200x6200mm | 01-01-01-13-005-30 | Suspended Beam | Cast in Situ |  |  | 267.07 |  | 141.5539
18852306 |  | Generic Models | New Construction | ATC_STR Vertical Opening (Rectangle).0030: 350X300
18852307 |  | Generic Models | New Construction | ATC_STR Vertical Opening (Rectangle).0030: 400X300
18852308 |  | Generic Models | New Construction | ATC_STR Vertical Opening (Rectangle).0030: 350X300
18852309 |  | Generic Models | New Construction | ATC_STR Vertical Opening (Rectangle).0030: 350X300
18852311 |  | Generic Models | New Construction | ATC_STR Vertical Opening (Rectangle).0030: 350X250
18852314 |  | Structural Framing | New Construction | C_BEA_CB_Concrete Beams_BxH_: 400x1800mm | 01-01-01-13-006-30 | Suspended Beam | Cast in Situ |  |  | 333.51 |  | 6.15
18852316 |  | Structural Framing | New Construction | C_BEA_CB_Concrete Beams_BxH_: 400x1800mm | 01-01-01-13-006-30 | Suspended Beam | Cast in Situ |  |  | 333.51 |  | 6.1493
18852318 |  | Walls | New Construction | Basic Wall: C_WAL_CW_Concrete Wall Planted_T_300mm | 01-01-01-13-005-30 | Wall | Cast in Situ |  |  | 166.6 |  | 2.4492
18852333 |  | Walls | New Construction | Walls 46: Walls 46
18852334 |  | Generic Models | New Construction | ATC_Floor Opening: 150 x 150 x 400
18852335 |  | Generic Models | New Construction | ATC_Floor Opening (Round): Ø 35
18852336 |  | Generic Models | New Construction | ATC_Floor Opening: 150 x 150 x 400
18852337 |  | Generic Models | New Construction | ATC_Floor Opening: 150 x 150 x 400
18852338 |  | Generic Models | New Construction | ATC_Floor Opening: 150 x 150 x 400
18852339 |  | Generic Models | New Construction | ATC_Floor Opening: 150 x 150 x 400
18852340 |  | Generic Models | New Construction | ATC_Floor Opening: 150 x 150 x 400
18852344 |  | Walls | New Construction | Basic Wall: C_WAL_CW_White Concrete Wall_T_175mm | 01-01-01-13-005-30 | Upstand | Cast in Situ |  |  | 166.6 |  | 0.13484
18852346 |  | Walls | New Construction | Basic Wall: C_WAL_CW_White Concrete Wall_T_175mm | 01-01-01-13-005-30 | Upstand | Cast in Situ |  |  | 166.6 |  | 0.093676
18852348 |  | Walls | New Construction | Basic Wall: C_WAL_CW_White Concrete Wall_T_175mm | 01-01-01-13-005-30 | Upstand | Cast in Situ |  |  | 166.6 |  | 0.12885
18852350 |  | Walls | New Construction | Basic Wall: C_WAL_CW_White Concrete Wall_T_175mm | 01-01-01-13-005-30 | Upstand | Cast in Situ |  |  | 166.6 |  | 0.11491
18852352 |  | Generic Models | New Construction | ATC_Floor Opening: 200 x 200 x 200
18852353 |  | Generic Models | New Construction | ATC_Floor Opening: 200 x 200 x 200
18852354 |  | Generic Models | New Construction | ATC_STR Vertical Opening (Rectangle): 300X300
18852356 |  | Generic Models | New Construction | ATC_STR Vertical Opening (Rectangle): 300X300
18852357 |  | Generic Models | New Construction | ATC_STR Vertical Opening (Rectangle): 300X300
18852358 |  | Generic Models | New Construction | ATC_Floor Opening: 540 x 330 x 155
18852359 |  | Generic Models | New Construction | ATC_Floor Opening: 540 x 330 x 155
18852360 |  | Generic Models | New Construction | ATC_STR Vertical Opening (Rectangle).0030: 400X300
18852362 |  | Structural Framing | New Construction | VOID_BEA_Special (Cut)_BxH: 300 x 600
18852376 |  | Walls | New Construction | Walls 155: Walls 155
18852377 |  | Generic Models | New Construction | ATC_STR Vertical Opening (Rectangle).0030: 150x150
18852395 |  | Walls | New Construction | Walls 340: Walls 340
18852396 |  | Generic Models | New Construction | ATC_STR Vertical Opening (Rectangle).0030: 150x150
18852410 |  | Floors | New Construction | Floor: C_SL_Concrete Slab_T_300mm | 01-01-01-13-006-30 | Suspended Slab | Cast in Situ |  |  | 171.23 |  | 4.596
18871064 |  | Walls | New Construction | Basic Wall: C_WAL_CW_Concrete Wall Planted_T_300mm | 01-01-01-13-006-30 | Wall | Cast in Situ |  |  | 175.03 |  | 4.6382
18871066 |  | Walls | New Construction | Basic Wall: C_WAL_CW_Concrete Wall Planted_T_250mm | 01-01-01-13-006-30 | Wall | Cast in Situ |  |  | 175.03 |  | 2.2947
18871068 |  | Walls | New Construction | Basic Wall: C_WAL_CW_Concrete Wall Planted_T_300mm | 01-01-01-13-006-30 | Wall | Cast in Situ |  |  | 175.03 |  | 2.1699
18871070 |  | Walls | New Construction | Basic Wall: C_WAL_CW_Concrete Wall_T_300mm | 01-01-01-13-006-30 | Wall | Cast in Situ |  |  | 175.03 |  | 0.50193
18871072 |  | Walls | New Construction | Basic Wall: C_WAL_CW_Concrete Wall Planted_T_300mm | 01-01-01-13-006-30 | Wall | Cast in Situ |  |  | 175.03 |  | 5.4199
18871074 |  | Walls | New Construction | Basic Wall: C_WAL_CW_Concrete Wall Planted_T_250mm | 01-01-01-13-006-30 | Wall | Cast in Situ |  |  | 175.03 |  | 3.5764
18871126 |  | Generic Models | New Construction | SetoutPoint_Marker: SetoutPoint_Site
18871127 |  | Generic Models | New Construction | SetoutPoint_Marker: SetoutPoint_Site
18871128 |  | Generic Models | New Construction | ATC_STR Vertical Opening (Rectangle): ATC_STR Vertical Opening (Rectangle)
18871192 |  | Floors | New Construction | Floor: C_SL_Concrete Slab_T_400mm | 01-01-01-11-003-30 | Suspended Slab | Cast in Situ |  |  | 155 |  | 7.497
18871201 |  | Floors | New Construction | Floor: C_SL_Concrete Slab_T_430mm | 01-01-01-11-003-30 | Suspended Slab | Cast in Situ |  |  | 155 |  | 11.1038
18871216 |  | Floors | New Construction | Floor: C_SL_Concrete Slab_T_200mm | 01-01-01-11-005-30 | Suspended Slab | Cast in Situ |  |  | 155 |  | 12.6471
18871328 |  | Floors | Existing - ATC | Floor: C_SL_Concrete Slab_T_250mm | 01-01-01-11-005-30 | Suspended Slab | Cast in Situ |  |  | 155 |  | 0.82485
18874984 |  | Structural Framing | New Construction | C_BEA_CB_Concrete Beams Special_05: C_BEA_CB_Concrete Beams Special_05 | 01-01-01-11-005-30 | Suspended Beam | Cast in Situ |  |  | 267.07 | 8.1757 | 2.0439
18876420 |  | Structural Framing | New Construction | C_BEA_CB_Concrete Beams Special_07: C_BEA_CB_Concrete Beams Special_07 | 01-01-01-11-005-30 | Suspended Beam | Cast in Situ |  |  | 267.07 | 9.4498 | 2.3624
18877657 |  | Structural Framing | New Construction | C_BEA_CB_Concrete Beams Special_07: C_BEA_CB_Concrete Beams Special_07 | 01-01-01-11-005-30 | Suspended Beam | Cast in Situ |  |  | 267.07 | 9.4498 | 2.3624
18878728 |  | Structural Framing | New Construction | C_BEA_CB_Concrete Beams Special_08: C_BEA_CB_Concrete Beams Special_08 | 01-01-01-11-005-30 | Suspended Beam | Cast in Situ |  |  | 267.07 | 9.4501 | 2.3626
18879799 |  | Structural Framing | New Construction | C_BEA_CB_Concrete Beams Special_09: C_BEA_CB_Concrete Beams Special_09 | 01-01-01-11-005-30 | Suspended Beam | Cast in Situ |  |  | 267.07 | 9.45 | 2.3623
18880870 |  | Structural Framing | New Construction | C_BEA_CB_Concrete Beams Special_010: C_BEA_CB_Concrete Beams Special_010 | 01-01-01-11-005-30 | Suspended Beam | Cast in Situ |  |  | 267.07 | 9.45 | 2.3623
18881941 |  | Structural Framing | New Construction | C_BEA_CB_Concrete Beams Special_011: C_BEA_CB_Concrete Beams Special_011 | 01-01-01-11-005-30 | Suspended Beam | Cast in Situ |  |  | 267.07 | 8.0664 | 2.0167
18883323 |  | Structural Framing | New Construction | C_BEA_CB_Concrete Beams Special_025: C_BEA_CB_Concrete Beams Special_025 | 01-01-01-11-005-30 | Suspended Beam | Cast in Situ |  |  | 267.07 | 18.2772 | 6.7675
18884904 |  | Structural Framing | New Construction | C_BEA_CB_Concrete Beams Special_02: C_BEA_CB_Concrete Beams Special_02 | 01-01-01-11-005-30 | Suspended Beam | Cast in Situ |  |  | 267.07 | 22.0146 | 5.5159
18885971 |  | Structural Framing | New Construction | C_BEA_CB_Concrete Beams Special_013: C_BEA_CB_Concrete Beams Special_013 | 01-01-01-11-005-30 | Suspended Beam | Cast in Situ |  |  | 267.07 | 16.9339 | 4.4669
18887038 |  | Structural Framing | New Construction | C_BEA_CB_Concrete Beams Special_014: C_BEA_CB_Concrete Beams Special_014 | 01-01-01-11-005-30 | Suspended Beam | Cast in Situ |  |  | 267.07 | 30.1766 | 7.4686
18888105 |  | Structural Framing | New Construction | C_BEA_CB_Concrete Beams Special_024: C_BEA_CB_Concrete Beams Special_024 | 01-01-01-11-005-30 | Suspended Beam | Cast in Situ |  |  | 267.07 | 13.6525 | 3.3492
18889172 |  | Structural Framing | New Construction | C_BEA_CB_Concrete Beams Special_015: C_BEA_CB_Concrete Beams Special_015 | 01-01-01-11-005-30 | Suspended Beam | Cast in Situ |  |  | 267.07 | 17.685 | 4.4212
18890627 |  | Structural Framing | New Construction | C_BEA_CB_Concrete Beams Special_012: C_BEA_CB_Concrete Beams Special_012 | 01-01-01-11-004-30 | Suspended Beam | Cast in Situ |  |  | 397.69 | 9.2325 | 3.0603
18891773 |  | Structural Framing | New Construction | C_BEA_CB_Concrete Beams Special_04: C_BEA_CB_Concrete Beams Special_04 | 01-01-01-11-003-30 | Suspended Beam | Cast in Situ |  |  | 460.63 | 6.0205 | 0.33188
18892840 |  | Structural Framing | New Construction | C_BEA_CB_Concrete Beams Special_03: C_BEA_CB_Concrete Beams Special_03 | 01-01-01-11-003-30 | Suspended Beam | Cast in Situ |  |  | 460.63 | 5.9184 | 0.32625
18893950 |  | Structural Framing | New Construction | C_BEA_CB_Concrete Beams Special_016: C_BEA_CB_Concrete Beams Special_016 | 01-01-01-11-005-30 | Suspended Beam | Cast in Situ |  |  | 267.07 | 87.3717 | 21.8429
18895017 |  | Structural Framing | New Construction | C_BEA_CB_Concrete Beams Special_023: C_BEA_CB_Concrete Beams Special_023 | 01-01-01-11-005-30 | Suspended Beam | Cast in Situ |  |  | 267.07 | 55.098 | 13.7745
18896084 |  | Structural Framing | New Construction | C_BEA_CB_Concrete Beams Special_022: C_BEA_CB_Concrete Beams Special_022 | 01-01-01-11-005-30 | Suspended Beam | Cast in Situ |  |  | 267.07 | 45.5998 | 11.3999
18897151 |  | Structural Framing | New Construction | C_BEA_CB_Concrete Beams Special_021: C_BEA_CB_Concrete Beams Special_021 | 01-01-01-11-005-30 | Suspended Beam | Cast in Situ |  |  | 267.07 | 39.0779 | 9.7695
18898218 |  | Structural Framing | New Construction | C_BEA_CB_Concrete Beams Special_020: C_BEA_CB_Concrete Beams Special_020 | 01-01-01-11-005-30 | Suspended Beam | Cast in Situ |  |  | 267.07 | 44.5996 | 11.1198
18899285 |  | Structural Framing | New Construction | C_BEA_CB_Concrete Beams Special_019: C_BEA_CB_Concrete Beams Special_019 | 01-01-01-11-005-30 | Suspended Beam | Cast in Situ |  |  | 267.07 | 50.2324 | 12.5581
18900352 |  | Structural Framing | New Construction | C_BEA_CB_Concrete Beams Special_018: C_BEA_CB_Concrete Beams Special_018 | 01-01-01-11-005-30 | Suspended Beam | Cast in Situ |  |  | 267.07 | 39.3888 | 9.8472
18901420 |  | Structural Framing | New Construction | C_BEA_CB_Concrete Beams Special_017: C_BEA_CB_Concrete Beams Special_017 | 01-01-01-11-005-30 | Suspended Beam | Cast in Situ |  |  | 267.07 | 90.3677 | 22.5919
18909479 |  | Structural Framing | New Construction | C_BEA_CB_Concrete Beams Special_0252: C_BEA_CB_Concrete Beams Special_0252 | 01-01-01-11-005-30 | Suspended Beam | Cast in Situ |  |  | 267.07 | 11.274 | 2.8185
18910546 |  | Structural Framing | New Construction | C_BEA_CB_Concrete Beams Special_0253: C_BEA_CB_Concrete Beams Special_0253 | 01-01-01-11-005-30 | Suspended Beam | Cast in Situ |  |  | 267.07 | 6.6052 | 1.6513
18913981 |  | Structural Framing | New Construction | C_BEA_CB_Concrete Beams Special_0251: C_BEA_CB_Concrete Beams Special_0251 | 01-01-01-11-005-30 | Suspended Beam | Cast in Situ |  |  | 267.07 | 34.0255 | 8.5063
18915302 |  | Structural Framing | New Construction | C_BEA_CB_Concrete Beams Special_02512: C_BEA_CB_Concrete Beams Special_02512 | 01-01-01-11-003-30 | Upstand | Cast in Situ |  |  | 155.74 | 7.0514 | 1.0577
18916369 |  | Structural Framing | New Construction | C_BEA_CB_Concrete Beams Special_0259: C_BEA_CB_Concrete Beams Special_0259 | 01-01-01-11-003-30 | Upstand | Cast in Situ |  |  | 155.74 | 8.1676 | 1.2251
18917436 |  | Structural Framing | New Construction | C_BEA_CB_Concrete Beams Special_0258: C_BEA_CB_Concrete Beams Special_0258 | 01-01-01-11-003-30 | Upstand | Cast in Situ |  |  | 155.74 | 5.9389 | 0.34041
18919034 |  | Generic Models | New Construction | C_CAN_CD_Canadian Duct Elbow: C_CAN_CD_Canadian Duct Elbow | 01-01-01-11-001-30 | Canadian duct | Precast |  |  |  |  | 6.3972
18919804 |  | Generic Models | New Construction | C_CAN_CD_Canadian Duct Elbow: C_CAN_CD_Canadian Duct Elbow | 01-01-01-11-001-30 | Canadian duct | Precast |  |  |  |  | 6.3972
18919812 |  | Generic Models | New Construction | C_CAN_CD_Canadian Duct Elbow: C_CAN_CD_Canadian Duct Elbow | 01-01-01-11-001-30 | Canadian duct | Precast |  |  |  |  | 6.3972
18919820 |  | Generic Models | New Construction | C_CAN_CD_Canadian Duct Elbow: C_CAN_CD_Canadian Duct Elbow | 01-01-01-11-001-30 | Canadian duct | Precast |  |  |  |  | 6.3972
18927693 |  | Structural Foundations | New Construction | Foundation Slab: 200 | 01-01-01-09-001-30 | Slab On Grade | [5 empty] | 3.2339
18927738 |  | Structural Foundations | New Construction | Foundation Slab: 200 | 01-01-01-09-001-30 | Slab On Grade | [5 empty] | 0.66
18927822 |  | Structural Foundations | New Construction | Foundation Slab: 200 | 01-01-01-09-001-30 | Slab On Grade | [5 empty] | 3.4583
18927892 |  | Structural Foundations | New Construction | Foundation Slab: 200 | 01-01-01-09-001-30 | Slab On Grade | [5 empty] | 2.6461
18929454 |  | Structural Foundations | New Construction | Foundation Slab: 250 | 01-01-01-09-001-30 | Slab On Grade | [5 empty] | 8.1765
18929500 |  | Structural Foundations | New Construction | Foundation Slab: 250 | 01-01-01-09-001-30 | Slab On Grade | [5 empty] | 5.5267
18929614 |  | Structural Foundations | New Construction | Foundation Slab: 250 | 01-01-01-09-001-30 | Slab On Grade | [5 empty] | 6.4949
18929732 |  | Structural Foundations | New Construction | Foundation Slab: 250 | 01-01-01-09-001-30 | Slab On Grade | [5 empty] | 0.25
18931473 |  | Floors | New Construction | Floor: 40_GALVANIZED STEEL GRATING | 01-01-01-10-003-30 | [6 empty] | 0.4489
18931549 |  | Floors | New Construction | Floor: C_SL_Concrete Slab_T_100mm | 01-01-01-10-005-30 | Suspended Slab | Cast in Situ |  |  | 155 |  | 0.14958
18931823 |  | Floors | New Construction | Floor: C_SL_Concrete Slab_T_100mm | 01-01-01-10-003-30 | Suspended Slab | Cast in Situ |  |  | 155 |  | 0.15
18931891 |  | Floors | New Construction | Floor: 50_GALVANIZED STEEL GRATING | 01-01-01-10-003-30 | [6 empty] | 0.96562
18931972 |  | Floors | New Construction | Floor: 50_GALVANIZED STEEL GRATING | 01-01-01-10-003-30 | [6 empty] | 0.74588
18931993 |  | Generic Models | New Construction | ATC_Floor Opening: 200 x 1300 x 75
18931994 |  | Generic Models | New Construction | ATC_Floor Opening: 200 x 1300 x 75
18931995 |  | Generic Models | New Construction | ATC_Floor Opening: 200 x 1300 x 75
18931997 |  | Generic Models | New Construction | ATC_Floor Opening: 200 x 1300 x 75
18931998 |  | Generic Models | New Construction | ATC_Floor Opening: 200 x 1300 x 75
18931999 |  | Generic Models | New Construction | ATC_Floor Opening: 200 x 1300 x 75
18932000 |  | Generic Models | New Construction | ATC_Floor Opening: 200 x 1300 x 75
18933361 |  | Columns | Existing - ATC | M_Round Column: 300mm Diameter | 01-01-01-09-001-30 | Circular Column | Cast in Situ |  |  |  |  | 0.37462
18933371 |  | Columns | New Construction | M_Round Column: 300mm Diameter | 01-01-01-13-001-30 | Circular Column | Cast in Situ |  |  |  |  | 0.37462
18940438 |  | Structural Foundations | Existing - ATC | Foundation Slab: 300 | 01-01-01-09-001-30 | Slab On Grade | Cast in Situ |  |  |  |  | 8.5563
18940471 |  | Structural Foundations | New Construction | Foundation Slab: 300 | 01-01-01-09-001-30 | Slab On Grade | Cast in Situ |  |  |  |  | 6.0683
18940504 |  | Structural Foundations | New Construction | Foundation Slab: 300 | 01-01-01-09-001-30 | Slab On Grade | Cast in Situ |  |  |  |  | 0.32072
18940517 |  | Structural Foundations | New Construction | Foundation Slab: 300 | 01-01-01-09-001-30 | Slab On Grade | Cast in Situ |  |  |  |  | 0.34103
18940528 |  | Structural Foundations | New Construction | Foundation Slab: 300 | 01-01-01-09-001-30 | Slab On Grade | Cast in Situ |  |  |  |  | 0.35249
18941091 |  | Structural Foundations | New Construction | Foundation Slab: 200 | 01-01-01-09-001-30 | Slab On Grade | Cast in Situ |  |  |  |  | 0.53778
18941242 |  | Structural Foundations | New Construction | Foundation Slab: 200 | 01-01-01-09-001-30 | Slab On Grade | Cast in Situ |  |  |  |  | 0.513
18941294 |  | Structural Foundations | New Construction | Foundation Slab: 200 | 01-01-01-09-001-30 | Slab On Grade | Cast in Situ |  |  |  |  | 0.742
18941347 |  | Structural Foundations | New Construction | Foundation Slab: 200 | 01-01-01-09-001-30 | Slab On Grade | Cast in Situ |  |  |  |  | 0.62188
18941400 |  | Structural Foundations | New Construction | Foundation Slab: 200 | 01-01-01-09-001-30 | Slab On Grade | Cast in Situ |  |  |  |  | 1.1153
18941647 |  | Structural Foundations | New Construction | Foundation Slab: 150 | 01-01-01-10-005-30 | Suspended Slab | Cast in Situ |  |  | 155 |  | 0.096
18941734 |  | Structural Foundations | New Construction | Foundation Slab: 150 | 01-01-01-10-005-30 | Suspended Slab | Cast in Situ |  |  | 155 |  | 0.096
18941758 |  | Structural Foundations | New Construction | Foundation Slab: 150 | 01-01-01-10-005-30 | Suspended Slab | Cast in Situ |  |  | 155 |  | 2.3111
18942730 |  | Structural Foundations | New Construction | Foundation Slab: 200 | 01-01-01-10-004-30 | Suspended Slab |  |  |  | 155 |  | 0.128
18943035 |  | Walls | New Construction | Basic Wall: C_WAL_CW_Concrete Wall_T_147mm | 01-01-01-09-004-30 | Wall | Cast in Situ |  |  | 155 |  | 0.090846
18946697 |  | Structural Framing | New Construction | C_BEA_CB_Concrete Beams Special_0025: C_BEA_CB_Concrete Beams Special_0025 | 01-01-01-09-003-30 | Wall | Cast in Situ |  |  | 155.74 | 17.3272 | 2.1659
18946705 |  | Structural Framing | New Construction | C_BEA_CB_Concrete Beams Special_0026: C_BEA_CB_Concrete Beams Special_0026 | 01-01-01-09-003-30 | Wall | Cast in Situ |  |  | 155.74 | 17.6046 | 2.2006
18947798 |  | Structural Framing | New Construction | C_BEA_CB_Concrete Beams Special_034: C_BEA_CB_Concrete Beams Special_034 | 01-01-01-09-003-30 | Suspended Beam | Cast in Situ |  |  | 460.63 | 2.145 | 0.23438
18948889 |  | Structural Framing | New Construction | C_BEA_CB_Concrete Beams Special_029: C_BEA_CB_Concrete Beams Special_029 | 01-01-01-09-004-30 | Suspended Slab | Cast in Situ |  |  | 155 | 0.28045 | 0.08427
18950287 |  | Structural Framing | Existing - ATC | C_BEA_CB_Concrete Beams Special_007: C_BEA_CB_Concrete Beams Special_007 | 01-01-01-09-004-30 | Wall | Cast in Situ |  |  | 163.8 |  | 0.31785
18951548 |  | Structural Framing | New Construction | C_BEA_CB_Concrete Beams Special_027: C_BEA_CB_Concrete Beams Special_027 | 01-01-01-09-006-30 | Suspended Beam | Cast in Situ |  |  | 333.51 | 0.18 | 0.054129
18952763 |  | Structural Framing | New Construction | C_BEA_CB_Concrete Beams Special_0015: C_BEA_CB_Concrete Beams Special_0015 | 01-01-01-09-005-30 | Suspended Slab | Cast in Situ |  |  | 155 | 0.75574 | 0.45329
18954001 |  | Structural Framing | New Construction | C_BEA_CB_Concrete Beams Special_028: C_BEA_CB_Concrete Beams Special_028 | 01-01-01-09-006-30 | Suspended Beam | Cast in Situ |  |  | 333.51 |  | 0.23039
18957372 |  | Structural Framing | New Construction | C_BEA_CB_Concrete Beams Special_032: C_BEA_CB_Concrete Beams Special_032 | 01-01-01-10-004-30 | Suspended Beam | Cast in Situ |  |  | 397.69 |  | 0.14159
18959547 |  | Structural Framing | New Construction | C_BEA_CB_Concrete Beams Special_0032: C_BEA_CB_Concrete Beams Special_0032 | 01-01-01-10-004-30 | Suspended Beam | Cast in Situ |  |  | 397.69 |  | 0.2169
18961735 |  | Structural Framing | New Construction | C_BEA_CB_Concrete Beams Special_0024: C_BEA_CB_Concrete Beams Special_0024 | 01-01-01-10-003-30 | Suspended Slab | Cast in Situ |  |  | 155 | 2.6978 | 0.08381
18962803 |  | Structural Framing | New Construction | C_BEA_CB_Concrete Beams Special_0014: C_BEA_CB_Concrete Beams Special_0014 | 01-01-01-10-003-30 | Stair | Cast in Situ |  |  | 121.27 | 0.209 | 0.21361
18964322 |  | Structural Foundations | New Construction | C_BEA_CB_Concrete Beams Special_031: C_BEA_CB_Concrete Beams Special_031 | 01-01-01-10-003-30 | Suspended Slab | Cast in Situ |  |  | 155 |  | 65.4627
18965697 |  | Structural Framing | New Construction | C_BEA_CB_Concrete Beams Special_0023: C_BEA_CB_Concrete Beams Special_0023 | 01-01-01-10-003-30 | Structural Steel |  |  |  |  | 2.551 | 0.016091
18965762 |  | Structural Framing | New Construction | C_BEA_CB_Concrete Beams Special_0023: C_BEA_CB_Concrete Beams Special_0023 | 01-01-01-10-003-30 | Structural Steel |  |  |  |  | 2.551 | 0.016091
18965771 |  | Structural Framing | New Construction | C_BEA_CB_Concrete Beams Special_0023: C_BEA_CB_Concrete Beams Special_0023 | 01-01-01-10-003-30 | Structural Steel |  |  |  |  | 2.551 | 0.016091
18965779 |  | Structural Framing | New Construction | C_BEA_CB_Concrete Beams Special_0023: C_BEA_CB_Concrete Beams Special_0023 | 01-01-01-10-003-30 | Structural Steel |  |  |  |  | 2.551 | 0.016091
18965787 |  | Structural Framing | New Construction | C_BEA_CB_Concrete Beams Special_0023: C_BEA_CB_Concrete Beams Special_0023 | 01-01-01-10-003-30 | Structural Steel |  |  |  |  | 2.551 | 0.016091
18965795 |  | Structural Framing | New Construction | C_BEA_CB_Concrete Beams Special_0023: C_BEA_CB_Concrete Beams Special_0023 | 01-01-01-10-003-30 | Structural Steel |  |  |  |  | 2.551 | 0.016091
18965805 |  | Structural Framing | New Construction | C_BEA_CB_Concrete Beams Special_0023: C_BEA_CB_Concrete Beams Special_0023 | 01-01-01-10-003-30 | Structural Steel |  |  |  |  | 2.551 | 0.016091
18967241 |  | Structural Framing | New Construction | C_BEA_CB_Concrete Beams Special_006: C_BEA_CB_Concrete Beams Special_006 | 01-01-01-09-003-30 | Stair | Cast in Situ |  |  | 121.27 | 0.92782 | 0.60296
18968496 |  | Structural Framing | New Construction | C_BEA_CB_Concrete Beams Special_037: C_BEA_CB_Concrete Beams Special_037 | 01-01-01-10-005-30 | Suspended Slab | Cast in Situ |  |  | 155 | 0.24967 | 0.0071999
18969869 |  | Structural Columns | Existing - ATC | C_BEA_CB_Concrete Beams Special_002: C_BEA_CB_Concrete Beams Special_002 | 01-01-01-10-002-30 | Retaining Wall | Cast in Situ |  |  | 190.22 |  | 15.6456
18972071 |  | Structural Columns | New Construction | C_BEA_CB_Concrete Beams Special_003: C_BEA_CB_Concrete Beams Special_003 | 01-01-01-10-002-30 | Wall | Cast in Situ |  |  | 119.75 |  | 17.6673
18973368 |  | Structural Framing | New Construction | C_BEA_CB_Concrete Beams Special_001: C_BEA_CB_Concrete Beams Special_01 | 01-01-01-10-002-30 | Suspended Slab | Cast in Situ |  |  | 389.28 | 4.7982 | 0.29812
18974455 |  | Structural Framing | Existing - ATC | C_BEA_CB_Concrete Beams Special_0013: C_BEA_CB_Concrete Beams Special_013 | 01-01-01-10-004-30 | Suspended Beam | Cast in Situ |  |  | 397.69 | 0.51581 | 0.19336
18975534 |  | Structural Framing | Existing - ATC | C_BEA_CB_Concrete Beams Special_0011: C_BEA_CB_Concrete Beams Special_011 | 01-01-01-10-004-30 | Suspended Beam | Cast in Situ |  |  | 397.69 |  | 0.12891
18975550 |  | Structural Framing | Existing - ATC | C_BEA_CB_Concrete Beams Special_0011: C_BEA_CB_Concrete Beams Special_011 | 01-01-01-10-004-30 | Suspended Beam | Cast in Situ |  |  | 397.69 | 0.51581 | 0.12891
18976632 |  | Structural Framing | Existing - ATC | C_BEA_CB_Concrete Beams Special_008: C_BEA_CB_Concrete Beams Special_08 | 01-01-01-10-004-30 | Suspended Beam | Cast in Situ |  |  | 397.69 | 0.51581 | 0.12891
18976640 |  | Structural Framing | Existing - ATC | C_BEA_CB_Concrete Beams Special_008: C_BEA_CB_Concrete Beams Special_08 | 01-01-01-10-004-30 | Suspended Beam | Cast in Situ |  |  | 397.69 | 0.51581 | 0.12891
18977724 |  | Structural Framing | Existing - ATC | C_BEA_CB_Concrete Beams Special_0010: C_BEA_CB_Concrete Beams Special_010 | 01-01-01-10-004-30 | Suspended Beam | Cast in Situ |  |  | 397.69 |  | 0.36094
18979364 |  | Structural Framing | New Construction | C_BEA_CB_Concrete Beams Special_0016: C_BEA_CB_Concrete Beams Special_016 | 01-01-01-09-004-30 | Stair | Cast in Situ |  |  | 121.51 | 2.045 | 0.14326
18980543 |  | Structural Framing | New Construction | C_BEA_CB_Concrete Beams Special_030: C_BEA_CB_Concrete Beams Special_030 | 01-01-01-11-005-30 | Suspended Beam | Cast in Situ |  |  | 267.07 | 0.64 | 0.144
18981722 |  | Structural Framing | New Construction | C_BEA_CB_Concrete Beams Special_004: C_BEA_CB_Concrete Beams Special_004 | 01-01-01-09-003-30 | Stair | Cast in Situ |  |  | 121.27 | 1.064 | 0.12082
18982899 |  | Structural Framing | New Construction | C_BEA_CB_Concrete Beams Special_005: C_BEA_CB_Concrete Beams Special_05 | 01-01-01-09-003-30 | Stair | Cast in Situ |  |  | 121.27 | 0.207 | 0.020648
18984291 |  | Structural Columns | New Construction | C_BEA_CB_Concrete Beams Special_035: C_BEA_CB_Concrete Beams Special_035 | 01-01-01-09-005-30 | Rectangular Column | Cast in Situ |  |  | 166.6 |  | 0.41593
18985813 |  | Structural Framing | New Construction | C_BEA_CB_Concrete Beams Special_036: C_BEA_CB_Concrete Beams Special_036 | 01-01-01-09-005-30 |  | Cast in Situ |  |  |  | 0 | 0.029832
18992586 |  | Structural Framing | New Construction | C_BEA_CB_Concrete Beams Special_50: C_BEA_CB_Concrete Beams Special_50 | 01-01-01-11-005-30 | Suspended Beam | Cast in Situ |  |  | 267.07 | 30.1133 | 7.5107
18997069 |  | Generic Models | New Construction | ATC_Ceiling Hanger Column: ATC_Ceiling Hanger Column | 01-01-01-09-005-30 | [6 empty] | 0.14195
18997470 |  | Generic Models | New Construction | ATC_Ceiling Hangers_1: ATC_Ceiling Hangers_1 | 01-01-01-09-005-30 | [6 empty] | 0.00082777
18997471 |  | Generic Models | New Construction | ATC_Ceiling Hangers_1: ATC_Ceiling Hangers_1 | 01-01-01-09-005-30 | [6 empty] | 0.00082777
18997472 |  | Generic Models | New Construction | ATC_Ceiling Hangers_1: ATC_Ceiling Hangers_1 | 01-01-01-09-005-30 | [6 empty] | 0.00082777
18997473 |  | Generic Models | New Construction | ATC_Ceiling Hangers_1: ATC_Ceiling Hangers_1 | 01-01-01-09-005-30 | [6 empty] | 0.00082777
18997474 |  | Generic Models | New Construction | ATC_Ceiling Hangers_1: ATC_Ceiling Hangers_1 | 01-01-01-09-005-30 | [6 empty] | 0.00082777
18997475 |  | Generic Models | New Construction | ATC_Ceiling Hangers_1: ATC_Ceiling Hangers_1 | 01-01-01-09-005-30 | [6 empty] | 0.00082777
18997476 |  | Generic Models | New Construction | ATC_Ceiling Hangers_1: ATC_Ceiling Hangers_1 | 01-01-01-09-005-30 | [6 empty] | 0.00082777
18997477 |  | Generic Models | New Construction | ATC_Ceiling Hangers_1: ATC_Ceiling Hangers_1 | 01-01-01-09-005-30 | [6 empty] | 0.00082777
18997478 |  | Generic Models | New Construction | ATC_Ceiling Hangers_1: ATC_Ceiling Hangers_1 | 01-01-01-09-005-30 | [6 empty] | 0.00082777
19006257 |  | Floors | New Construction | Floor: 175 White | 01-01-01-09-005-30 | Suspended Slab | Cast in Situ |  |  | 155 |  | 49.2461
19006270 |  | Floors | New Construction | Floor: 200 White | 01-01-01-09-005-30 | Suspended Slab | Cast in Situ |  |  | 155 |  | 12.5176
19006303 |  | Generic Models | New Construction | ATC_Floor Opening: 12000x200x200
19006304 |  | Generic Models | New Construction | ATC_Floor Opening: 12000x200x200
19006305 |  | Generic Models | New Construction | ATC_Floor Opening: 12000x200x200
19006306 |  | Generic Models | New Construction | ATC_Floor Opening: 12000x200x200
19006307 |  | Generic Models | New Construction | ATC_Floor Opening: 12000x200x200
19006308 |  | Generic Models | New Construction | ATC_Floor Opening: 12000x200x200
19006309 |  | Generic Models | New Construction | ATC_Floor Opening: 12000x200x200
19006310 |  | Generic Models | New Construction | ATC_Floor Opening: 12000x200x200
19006311 |  | Generic Models | New Construction | ATC_Floor Opening (Round): 67
19006312 |  | Generic Models | New Construction | ATC_Floor Opening: 12000x200x200
19006313 |  | Generic Models | New Construction | ATC_Floor Opening: 12000x200x200
19006314 |  | Generic Models | New Construction | ATC_Floor Opening: 12000x200x200
19006315 |  | Generic Models | New Construction | ATC_Floor Opening: 12000x200x200
19006316 |  | Generic Models | New Construction | ATC_Floor Opening: 12000x200x200
19006317 |  | Generic Models | New Construction | ATC_Floor Opening: 12000x200x200
19006318 |  | Generic Models | New Construction | ATC_Floor Opening: 12000x200x200
19006319 |  | Generic Models | New Construction | ATC_Floor Opening: 12000x200x200
19006320 |  | Generic Models | New Construction | ATC_Floor Opening: 12000x200x200
19006321 |  | Generic Models | New Construction | ATC_Floor Opening: 12000x200x200
19006322 |  | Generic Models | New Construction | ATC_Floor Opening: 12000x200x200
19006323 |  | Generic Models | New Construction | ATC_Floor Opening (Round): 200
19006324 |  | Generic Models | New Construction | ATC_Floor Opening (Round): 200
19006325 |  | Generic Models | New Construction | ATC_Floor Opening (Round): 200
19006326 |  | Generic Models | New Construction | ATC_Floor Opening (Round): 200
19006327 |  | Generic Models | New Construction | ATC_Floor Opening (Round): 200
19006328 |  | Generic Models | New Construction | ATC_Floor Opening (Round): 200
19006329 |  | Generic Models | New Construction | ATC_Floor Opening (Round): 200
19006330 |  | Generic Models | New Construction | ATC_Floor Opening (Round): 200
19006331 |  | Generic Models | New Construction | ATC_Floor Opening (Round): 200
19006332 |  | Generic Models | New Construction | ATC_Floor Opening (Round): 200
19006333 |  | Generic Models | New Construction | ATC_Floor Opening (Round): 200
19006334 |  | Generic Models | New Construction | ATC_Floor Opening (Round): 200
19006335 |  | Generic Models | New Construction | ATC_Floor Opening (Round): 200
19006336 |  | Generic Models | New Construction | ATC_Floor Opening (Round): 200
19006337 |  | Generic Models | New Construction | ATC_Floor Opening (Round): 200
19006338 |  | Generic Models | New Construction | ATC_Floor Opening (Round): 200
19006339 |  | Generic Models | New Construction | ATC_Floor Opening (Round): 200
19006340 |  | Generic Models | New Construction | ATC_Floor Opening (Round): 200
19006341 |  | Generic Models | New Construction | ATC_Floor Opening (Round): 200
19006342 |  | Generic Models | New Construction | ATC_Floor Opening (Round): 200
19006343 |  | Generic Models | New Construction | ATC_Floor Opening (Round): 200
19006344 |  | Generic Models | New Construction | ATC_Floor Opening (Round): 200
19006345 |  | Generic Models | New Construction | ATC_Floor Opening (Round): 200
19006346 |  | Generic Models | New Construction | ATC_Floor Opening (Round): 200
19006347 |  | Generic Models | New Construction | ATC_Floor Opening (Round): 200
19006348 |  | Generic Models | New Construction | ATC_Floor Opening (Round): 200
19006349 |  | Generic Models | New Construction | ATC_Floor Opening (Round): 200
19006350 |  | Generic Models | New Construction | ATC_Floor Opening (Round): 200
19006351 |  | Generic Models | New Construction | ATC_Floor Opening (Round): 200
19006352 |  | Generic Models | New Construction | ATC_Floor Opening (Round): 200
19006353 |  | Generic Models | New Construction | ATC_Floor Opening (Round): 200
19006354 |  | Generic Models | New Construction | ATC_Floor Opening (Round): 200
19006355 |  | Generic Models | New Construction | ATC_Floor Opening (Round): 200
19006356 |  | Generic Models | New Construction | ATC_Floor Opening (Round): 200
19006357 |  | Generic Models | New Construction | ATC_Floor Opening (Round): 200
19006358 |  | Generic Models | New Construction | ATC_Floor Opening (Round): 200
19006359 |  | Generic Models | New Construction | ATC_Floor Opening (Round): 200
19006360 |  | Generic Models | New Construction | ATC_Floor Opening (Round): 200
19006361 |  | Generic Models | New Construction | ATC_Floor Opening (Round): 200
19006362 |  | Generic Models | New Construction | ATC_Floor Opening (Round): 200
19006363 |  | Generic Models | New Construction | ATC_Floor Opening (Round): 200
19006364 |  | Generic Models | New Construction | ATC_Floor Opening (Round): 200
19006365 |  | Generic Models | New Construction | ATC_Floor Opening (Round): 67
19006366 |  | Generic Models | New Construction | ATC_Floor Opening (Round): 67
19006367 |  | Generic Models | New Construction | ATC_Floor Opening (Round): 67
19006368 |  | Generic Models | New Construction | ATC_Floor Opening (Round): 67
19006369 |  | Generic Models | New Construction | ATC_Floor Opening (Round): 67
19006370 |  | Generic Models | New Construction | ATC_Floor Opening (Round): 67
19006371 |  | Generic Models | New Construction | ATC_Floor Opening (Round): 67
19006372 |  | Generic Models | New Construction | ATC_Floor Opening (Round): 67
19006373 |  | Generic Models | New Construction | ATC_Floor Opening (Round): 67
19006374 |  | Generic Models | New Construction | ATC_Floor Opening (Round): 67
19006375 |  | Generic Models | New Construction | ATC_Floor Opening (Round): 67
19006376 |  | Generic Models | New Construction | ATC_Floor Opening (Round): 67
19006377 |  | Generic Models | New Construction | ATC_Floor Opening (Round): 67
19006378 |  | Generic Models | New Construction | ATC_Floor Opening (Round): 67
19006379 |  | Generic Models | New Construction | ATC_Floor Opening (Round): 67
19006380 |  | Generic Models | New Construction | ATC_Floor Opening (Round): 67
19006381 |  | Generic Models | New Construction | ATC_Floor Opening (Round): 67
19006382 |  | Generic Models | New Construction | ATC_Floor Opening (Round): 67
19006383 |  | Generic Models | New Construction | ATC_Floor Opening (Round): 67
19006384 |  | Generic Models | New Construction | ATC_Floor Opening (Round): 67
19006385 |  | Generic Models | New Construction | ATC_Floor Opening (Round): 67
19006386 |  | Generic Models | New Construction | ATC_Floor Opening (Round): 67
19006387 |  | Generic Models | New Construction | ATC_Floor Opening (Round): 67
19006388 |  | Generic Models | New Construction | ATC_Floor Opening (Round): 67
19006389 |  | Generic Models | New Construction | ATC_Floor Opening (Round): 25
19006390 |  | Generic Models | New Construction | ATC_Floor Opening (Round): 25
19006391 |  | Generic Models | New Construction | ATC_Floor Opening (Round): 25
19006392 |  | Generic Models | New Construction | ATC_Floor Opening (Round): 25
19006393 |  | Generic Models | New Construction | ATC_Floor Opening (Round): 25
19006394 |  | Generic Models | New Construction | ATC_Lighting Opening: ATC_Lighting Opening
19006395 |  | Generic Models | New Construction | ATC_Lighting Opening: ATC_Lighting Opening
19006396 |  | Generic Models | New Construction | ATC_Lighting Opening: ATC_Lighting Opening
19006397 |  | Generic Models | New Construction | ATC_Lighting Opening: ATC_Lighting Opening
19006398 |  | Generic Models | New Construction | ATC_Lighting Opening: ATC_Lighting Opening
19006399 |  | Generic Models | New Construction | ATC_Lighting Opening: ATC_Lighting Opening
19006400 |  | Generic Models | New Construction | ATC_Lighting Opening: ATC_Lighting Opening
19006401 |  | Generic Models | New Construction | ATC_Lighting Opening: ATC_Lighting Opening
19006402 |  | Generic Models | New Construction | ATC_Lighting Opening: ATC_Lighting Opening
19006403 |  | Generic Models | New Construction | ATC_Lighting Opening: ATC_Lighting Opening
19006404 |  | Generic Models | New Construction | ATC_Lighting Opening: ATC_Lighting Opening
19006405 |  | Generic Models | New Construction | ATC_Lighting Opening: ATC_Lighting Opening
19006406 |  | Generic Models | New Construction | ATC_Lighting Opening: ATC_Lighting Opening
19006407 |  | Generic Models | New Construction | ATC_Lighting Opening: ATC_Lighting Opening
19006408 |  | Generic Models | New Construction | ATC_Lighting Opening: ATC_Lighting Opening
19006409 |  | Generic Models | New Construction | ATC_Lighting Opening: ATC_Lighting Opening
19006410 |  | Generic Models | New Construction | ATC_Lighting Opening: ATC_Lighting Opening
19006411 |  | Generic Models | New Construction | ATC_Lighting Opening: ATC_Lighting Opening
19006412 |  | Generic Models | New Construction | ATC_Lighting Opening: ATC_Lighting Opening
19006413 |  | Generic Models | New Construction | ATC_Lighting Opening: ATC_Lighting Opening
19006414 |  | Generic Models | New Construction | ATC_Lighting Opening: ATC_Lighting Opening
19006415 |  | Generic Models | New Construction | ATC_Lighting Opening: ATC_Lighting Opening
19006416 |  | Generic Models | New Construction | ATC_Lighting Opening: ATC_Lighting Opening
19006417 |  | Generic Models | New Construction | ATC_Lighting Opening: ATC_Lighting Opening
19006418 |  | Generic Models | New Construction | ATC_Lighting Opening: ATC_Lighting Opening
19006419 |  | Generic Models | New Construction | ATC_Lighting Opening: ATC_Lighting Opening
19006420 |  | Generic Models | New Construction | ATC_Lighting Opening: ATC_Lighting Opening
19006421 |  | Generic Models | New Construction | ATC_Lighting Opening: ATC_Lighting Opening
19006422 |  | Generic Models | New Construction | ATC_Lighting Opening: ATC_Lighting Opening
19006423 |  | Generic Models | New Construction | ATC_Lighting Opening: ATC_Lighting Opening
19006424 |  | Generic Models | New Construction | ATC_Lighting Opening: ATC_Lighting Opening
19006425 |  | Generic Models | New Construction | ATC_Lighting Opening: ATC_Lighting Opening
19006426 |  | Generic Models | New Construction | ATC_Lighting Opening: ATC_Lighting Opening
19006427 |  | Generic Models | New Construction | ATC_Lighting Opening: ATC_Lighting Opening
19006428 |  | Generic Models | New Construction | ATC_Lighting Opening: ATC_Lighting Opening
19006429 |  | Generic Models | New Construction | ATC_Lighting Opening: ATC_Lighting Opening
19006430 |  | Generic Models | New Construction | ATC_Lighting Opening: ATC_Lighting Opening
19006431 |  | Generic Models | New Construction | ATC_Lighting Opening: ATC_Lighting Opening
19006432 |  | Generic Models | New Construction | ATC_Lighting Opening: ATC_Lighting Opening
19006433 |  | Generic Models | New Construction | ATC_Lighting Opening: ATC_Lighting Opening
19006434 |  | Generic Models | New Construction | ATC_Lighting Opening: ATC_Lighting Opening
19006435 |  | Generic Models | New Construction | ATC_Lighting Opening: ATC_Lighting Opening
19006436 |  | Generic Models | New Construction | ATC_Lighting Opening: ATC_Lighting Opening
19006437 |  | Generic Models | New Construction | ATC_Lighting Opening: ATC_Lighting Opening
19006438 |  | Generic Models | New Construction | ATC_Lighting Opening: ATC_Lighting Opening
19006439 |  | Generic Models | New Construction | ATC_Lighting Opening: ATC_Lighting Opening
19006440 |  | Generic Models | New Construction | ATC_Lighting Opening: ATC_Lighting Opening
19006441 |  | Generic Models | New Construction | ATC_Lighting Opening: ATC_Lighting Opening
19006442 |  | Generic Models | New Construction | ATC_Lighting Opening: ATC_Lighting Opening
19006443 |  | Generic Models | New Construction | ATC_Lighting Opening: ATC_Lighting Opening
19006444 |  | Generic Models | New Construction | ATC_Lighting Opening: ATC_Lighting Opening
19006445 |  | Generic Models | New Construction | ATC_Lighting Opening: ATC_Lighting Opening
19006446 |  | Generic Models | New Construction | ATC_Lighting Opening: ATC_Lighting Opening
19006447 |  | Generic Models | New Construction | ATC_Lighting Opening: ATC_Lighting Opening
19006448 |  | Generic Models | New Construction | ATC_Lighting Opening: ATC_Lighting Opening
19007822 |  | Walls | New Construction | Basic Wall: C_WAL_CW_White Concrete Wall_T_175mm | 01-01-01-09-005-30 | Upstand | Cast in Situ |  |  | 166.6 |  | 0.40612
19007824 |  | Walls | New Construction | Basic Wall: C_WAL_CW_White Concrete Wall_T_175mm | 01-01-01-09-005-30 | Upstand | Cast in Situ |  |  | 166.6 |  | 0.23991
19007826 |  | Walls | New Construction | Basic Wall: C_WAL_CW_White Concrete Wall_T_175mm | 01-01-01-09-005-30 | Upstand | Cast in Situ |  |  | 166.6 |  | 0.11861
19007828 |  | Walls | New Construction | Basic Wall: C_WAL_CW_White Concrete Wall_T_175mm | 01-01-01-09-005-30 | Upstand | Cast in Situ |  |  | 166.6 |  | 0.068491
19007830 |  | Walls | New Construction | Basic Wall: C_WAL_CW_White Concrete Wall_T_175mm | 01-01-01-09-005-30 | Upstand | Cast in Situ |  |  | 166.6 |  | 0.12033
19007832 |  | Walls | New Construction | Basic Wall: C_WAL_CW_White Concrete Wall_T_175mm | 01-01-01-09-005-30 | Upstand | Cast in Situ |  |  | 166.6 |  | 0.049414
19008250 |  | Floors | New Construction | Floor: C_SL_Concrete Slab_T_300mm | 01-01-01-08-005-30 | Suspended Slab | Cast in Situ |  |  | 155 |  | 2.3014
19009059 |  | Generic Models | New Construction | ATC_STR Vertical Opening (Round): Ø150
19009216 |  | Floors | New Construction | Floor: C_SL_Concrete Slab_T_300mm | 01-01-01-09-005-30 | Suspended Slab | Cast in Situ |  |  | 155 |  | 25.6381
19009446 |  | Structural Framing | Existing - ATC | C_BEA_CB_Concrete Beams_BxH_: 400x900mm | 01-01-01-08-006-30 | Suspended Beam | Cast in Situ |  |  | 333.51 |  | 1.7538
19009448 |  | Walls | New Construction | Basic Wall: C_WAL_CW_Concrete Wall_T_100mm | 01-01-01-08-006-30 | Upstand | Cast in Situ |  |  | 175.03 |  | 0.098248
19009452 |  | Floors | Existing - ATC | Floor: C_SL_Concrete Slab_T_300mm | 01-01-01-08-006-30 | Suspended Slab | Cast in Situ |  |  | 171.23 |  | 25.2752
19009528 |  | Walls | New Construction | Basic Wall: C_WAL_CW_Concrete Wall_T_400mm | 01-01-01-08-007-30 | Wall | Cast in Situ |  |  | 378.93 |  | 0.32532
19009530 |  | Walls | New Construction | Basic Wall: C_WAL_CW_Concrete Wall_T_400mm | 01-01-01-08-007-30 | Wall | Cast in Situ |  |  | 378.93 |  | 0.26748
19009534 |  | Floors | New Construction | Floor: C_SL_Concrete Slab_T_150mm | 01-01-01-08-005-30 | Suspended Slab | Cast in Situ |  |  | 155 |  | 0.61789
19009621 |  | Floors | New Construction | Floor: C_SL_Concrete Slab_T_250mm | 01-01-01-08-007-30 | Suspended Slab | Cast in Situ |  |  | 174 |  | 31.7083
19009707 |  | Walls | New Construction | Basic Wall: C_WAL_CW_Concrete Wall Planted_T_300mm | 01-01-01-08-006-30 | Wall | Cast in Situ |  |  | 175.03 |  | 4.4099
19009709 |  | Walls | New Construction | Basic Wall: C_WAL_CW_Concrete Wall Planted_T_300mm | 01-01-01-08-006-30 | Wall | Cast in Situ |  |  | 175.03 |  | 2.7286
19009769 |  | Walls | New Construction | Basic Wall: C_WAL_CW_Concrete Wall Planted_T_250mm | 01-01-01-08-006-30 | Wall | Cast in Situ |  |  | 175.03 |  | 2.7213
19009771 |  | Walls | New Construction | Basic Wall: C_WAL_CW_Concrete Wall Planted_T_250mm | 01-01-01-08-006-30 | Wall | Cast in Situ |  |  | 175.03 |  | 7.1747
19009782 |  | Walls | New Construction | Basic Wall: C_WAL_CW_Concrete Wall Planted_T_250mm | 01-01-01-08-006-30 | Wall | Cast in Situ |  |  | 175.03 |  | 12.8976
19009784 |  | Generic Models | New Construction | ATC_STR Vertical Opening (Round): Ø50
19009834 |  | Floors | New Construction | Floor: C_SL_Concrete Slab_T_300mm | 01-01-01-08-006-30 | Suspended Slab | Cast in Situ |  |  | 171.23 |  | 28.5582
19009860 |  | Generic Models | New Construction | ATC_Floor Opening (Round): Ø 200
19009861 |  | Generic Models | New Construction | ATC_Floor Opening (Round): Ø 200
19009881 |  | Floors | New Construction | Floor: C_SL_Concrete Slab_T_250mm | 01-01-01-08-005-30 | Suspended Slab | Cast in Situ |  |  | 155 |  | 4.4546
19010408 |  | Floors: Slab Edges | New Construction | Slab Edge: Slab Edge 50x50 | [7 empty] | 0.034764
19010409 |  | Generic Models | New Construction | ATC_Floor Opening: 200 x 200 x 300
19010410 |  | Generic Models | New Construction | ATC_Floor Opening: 200 x 200 x 300
19010411 |  | Generic Models | New Construction | ATC_Floor Opening: 200 x 200 x 300
19010433 |  | Generic Models | New Construction | ATC_STR Vertical Opening (Round): ATC_STR Vertical Opening (Round)
19010434 |  | Generic Models | New Construction | ATC_STR Vertical Opening (Round): ATC_STR Vertical Opening (Round)
19010435 |  | Generic Models | New Construction | ATC_STR Vertical Opening (Round): ATC_STR Vertical Opening (Round)
19010436 |  | Generic Models | New Construction | ATC_STR Vertical Opening (Round): ATC_STR Vertical Opening (Round)
19010644 |  | Generic Models | New Construction | ATC_STR Vertical Opening (Round): ATC_STR Vertical Opening (Round)
19010846 |  | Structural Columns | New Construction | C_COL_CC_Concrete Columns Square_BxH_: 400x400mm | 01-01-01-08-006-30 | Rectangular Column | Cast in Situ |  |  | 272.1 |  | 0.53602
19010951 |  | Walls | New Construction | Basic Wall: C_WAL_CW_Concrete Wall_T_300mm | 01-01-01-08-006-30 | Wall | Cast in Situ |  |  | 175.03 |  | 0.4725
19011511 |  | Structural Framing | New Construction | C_BEA_CB_Concrete Beams_BxH_: 900x900mm | 01-01-01-08-006-30 | Suspended Beam | Cast in Situ |  |  | 333.51 |  | 0.02712
19011982 |  | Walls | New Construction | Plenum_Wall_2: Plenum_Wall_2 | 01-01-01-08-006-30 | Wall | Cast in Situ |  |  | 175.03 | 3.4353 | 0.52401
19012008 |  | Walls | New Construction | Pleanum_Wall_1: Pleanum_Wall_1 | 01-01-01-08-006-30 | Wall | Cast in Situ |  |  | 175.03 | 3.432 | 0.7132
19012026 |  | Structural Framing | New Construction | C_BEA_CB_Concrete Beams Corbels_01: C_BEA_CB_Concrete Beams Corbels_01 | 01-01-01-08-006-30 | Suspended Beam | Cast in Situ |  |  | 333.51 | 2.5727 | 1.1577
19012027 |  | Structural Framing | New Construction | C_BEA_CB_Concrete Beams Corbels_02: C_BEA_CB_Concrete Beams Corbels_02 | 01-01-01-08-006-30 | Suspended Beam | Cast in Situ |  |  | 333.51 | 3.202 | 1.4409
19014475 |  | Walls | New Construction | Basic Wall: C_WAL_CW_Concrete Wall Planted_T_300mm | 01-01-01-08-005-30 | Wall | Cast in Situ |  |  | 166.6 |  | 4.2642
19014477 |  | Walls | New Construction | Basic Wall: C_WAL_CW_Concrete Wall Planted_T_300mm | 01-01-01-08-005-30 | Wall | Cast in Situ |  |  | 166.6 |  | 11.2551
19014479 |  | Walls | New Construction | Basic Wall: C_WAL_CW_Concrete Wall Planted_T_300mm | 01-01-01-08-005-30 | Wall | Cast in Situ |  |  | 166.6 |  | 18.4096
19014482 |  | Floors | New Construction | Floor: C_SL_Concrete Slab_T_765mm | 01-01-01-08-005-30 | Suspended Slab | Cast in Situ |  |  | 155 |  | 1.6098
19014496 |  | Floors | New Construction | Floor: C_SL_Concrete Slab_T_300mm | 01-01-01-08-005-30 | Suspended Slab | Cast in Situ |  |  | 155 |  | 1.5472
19014506 |  | Walls | New Construction | Basic Wall: C_WAL_CW_White Concrete Wall_T_175mm | 01-01-01-08-005-30 | Upstand | Cast in Situ |  |  | 166.6 |  | 0.47381
19014512 |  | Walls | New Construction | Basic Wall: C_WAL_CW_White Concrete Wall_T_175mm | 01-01-01-08-005-30 | Upstand | Cast in Situ |  |  | 166.6 |  | 0.034702
19014514 |  | Generic Models | New Construction | ATC_STR_VERTICAL OPENING (ROUND): ATC_STR_VERTICAL OPENING (ROUND)
19014515 |  | Generic Models | New Construction | ATC_STR_VERTICAL OPENING (ROUND): ATC_STR_VERTICAL OPENING (ROUND)
19014516 |  | Generic Models | New Construction | ATC_STR_VERTICAL OPENING (ROUND): ATC_STR_VERTICAL OPENING (ROUND)
19014518 |  | Generic Models | New Construction | ATC_STR Vertical Opening (Rectangle): 350X300
19014521 |  | Floors | New Construction | Floor: C_SL_Concrete Slab_T_300mm Pour Strip | 01-01-01-08-005-30 | Suspended Slab | Cast in Situ |  |  | 155 |  | 12.7443
19014816 |  | Floors | New Construction | Floor: C_SL_Concrete Slab_T_300mm | 01-01-01-09-005-30 | Suspended Slab | Cast in Situ |  |  | 155 |  | 0.074118
19014878 |  | Floors | New Construction | Floor: C_SL_Concrete Slab_T_300mm | 01-01-01-08-005-30 | Suspended Slab | Cast in Situ |  |  | 155 |  | 0.11051
19014987 |  | Floors | Existing - ATC | Floor: C_SL_Concrete Slab_T_300mm | 01-01-01-08-005-30 | Suspended Slab | Cast in Situ |  |  | 155 |  | 28.3648
19014998 |  | Generic Models | New Construction | ATC_Floor Opening: 200 x 200 x 300
19014999 |  | Generic Models | New Construction | ATC_Floor Opening: 250 x 250 x 300
19015000 |  | Generic Models | New Construction | ATC_Floor Opening: 250 x 250 x 300
19015001 |  | Generic Models | New Construction | ATC_Floor Opening: 250 x 250 x 300
19015002 |  | Generic Models | New Construction | ATC_Floor Opening: 250 x 250 x 300
19015003 |  | Generic Models | New Construction | ATC_Floor Opening: 250 x 250 x 300
19015004 |  | Generic Models | New Construction | ATC_Floor Opening: 250 x 250 x 300
19015005 |  | Generic Models | New Construction | ATC_Floor Opening (Round): Ø 80
19015006 |  | Generic Models | New Construction | ATC_Floor Opening: 200 x 200 x 300
19015007 |  | Generic Models | New Construction | ATC_Floor Opening: 200 x 200 x 300
19015008 |  | Generic Models | New Construction | ATC_Floor Opening (Round): Ø 150
19015009 |  | Generic Models | New Construction | ATC_Floor Opening (Round): Ø 80
19015010 |  | Generic Models | New Construction | ATC_Floor Opening (Round): Ø 80
19015012 |  | Generic Models | New Construction | ATC_Floor Opening (Round): Ø 80
19015016 |  | Floors | New Construction | Floor: C_SL_Concrete Slab_T_300mm | 01-01-01-08-005-30 | Suspended Slab | Cast in Situ |  |  | 155 |  | 6.1258
19015032 |  | Floors |  | Floor: C_SL_Concrete Slab_T_300mm | 01-01-01-08-005-30 | Suspended Slab | Cast in Situ |  |  | 155 |  | 0.0015079
19015033 |  | Floors |  | Floor: C_SL_Concrete Slab_T_300mm | 01-01-01-08-005-30 | Suspended Slab | Cast in Situ |  |  | 155 |  | 0.0015079
19015034 |  | Floors |  | Floor: C_SL_Concrete Slab_T_300mm | 01-01-01-08-005-30 | Suspended Slab | Cast in Situ |  |  | 155 |  | 0.0015079
19015035 |  | Floors |  | Floor: C_SL_Concrete Slab_T_300mm | 01-01-01-08-005-30 | Suspended Slab | Cast in Situ |  |  | 155 |  | 0.0053012
19015038 |  | Floors |  | Floor: C_SL_Concrete Slab_T_300mm | 01-01-01-08-005-30 | Suspended Slab | Cast in Situ |  |  | 155 |  | 0.0015079
19015066 |  | Floors | New Construction | Floor: C_SL_Concrete Slab_T_350mm | 01-01-01-08-005-30 | Suspended Slab | Cast in Situ |  |  | 155 |  | 12.6472
19015072 |  | Generic Models | New Construction | ATC_Floor Opening (Round): Ø 150
19015077 |  | Floors | New Construction | Floor: C_SL_Concrete Slab_T_272mm | 01-01-01-08-005-30 | Slab On Grade | Cast in Situ |  |  | 155 | 3.172 | 5.1927
19015086 |  | Floors | New Construction | Floor: C_SL_Concrete Slab_T_300mm | 01-01-01-08-005-30 | Suspended Slab | Cast in Situ |  |  | 155 |  | 17.378
19015231 |  | Floors | New Construction | Floor: C_SL_Concrete Slab_T_300mm | 01-01-01-08-005-30 | Suspended Slab | Cast in Situ |  |  | 155 |  | 0.75284
19015489 |  | Walls | New Construction | Basic Wall: C_WAL_CW_Concrete Wall Planted_T_300mm | 01-01-01-08-005-30 | Wall | Cast in Situ |  |  | 166.6 |  | 2.6876
19015491 |  | Walls | Existing - ATC | Basic Wall: C_WAL_CW_Concrete Wall Planted_T_300mm | 01-01-01-08-005-30 | Wall | Cast in Situ |  |  | 166.6 |  | 1.8544
19015493 |  | Walls | New Construction | Basic Wall: C_WAL_CW_Concrete Wall Planted_T_300mm | 01-01-01-08-005-30 | Wall | Cast in Situ |  |  | 166.6 |  | 1.6433
19015495 |  | Walls | New Construction | Basic Wall: C_WAL_CW_Concrete Wall Planted_T_300mm | 01-01-01-08-005-30 | Wall | Cast in Situ |  |  | 166.6 |  | 2.3324
19015498 |  | Walls | New Construction | Basic Wall: C_WAL_CW_Concrete Wall Planted_T_300mm | 01-01-01-08-004-30 | Wall | Cast in Situ |  |  | 163.8 |  | 0.85371
19015527 |  | Walls |  | Basic Wall: C_WAL_CW_Concrete Wall Planted_T_300mm | [7 empty] | 0.85077
19015703 |  | Walls | New Construction | 200MM THK WALL_3: 200MM THK WALL_1 | 01-01-01-08-004-30 | Wall | Cast in Situ |  |  | 163.8 | 1.7767 | 0.25571
19015733 |  | Structural Framing | New Construction | C_BEA_CB_Concrete Beams_BxH_: 700x900mm | 01-01-01-08-005-30 | Suspended Beam | Cast in Situ |  |  | 267.07 |  | 1.781
19015759 |  | Walls | New Construction | Basic Wall: C_WAL_CW_Concrete Wall Planted_T_250mm | 01-01-01-08-005-30 | Wall | Cast in Situ |  |  | 166.6 |  | 2.5961
19015761 |  | Walls | New Construction | Basic Wall: C_WAL_CW_Concrete Wall Planted_T_250mm | 01-01-01-08-005-30 | Wall | Cast in Situ |  |  | 166.6 |  | 1.443
19015775 |  | Walls | New Construction | 200MM THK WALL_2: 200MM THK WALL_2 | 01-01-01-08-004-30 | Wall | Cast in Situ |  |  | 163.8 | 3.6062 | 0.49322
19015783 |  | Walls | New Construction | 200MM THK WALL_4: 200MM THK WALL_2 | 01-01-01-08-004-30 | Wall | Cast in Situ |  |  | 163.8 | 1.7006 | 0.16395
19015817 |  | Walls | Existing - ATC | Basic Wall: C_WAL_CW_Concrete Wall_T_750mm | 01-01-01-08-004-30 | Wall | Cast in Situ |  |  | 163.8 |  | 4.8375
19016147 |  | Floors | Existing - ATC | Floor: C_SL_Concrete Slab_T_200mm | 01-01-01-08-005-30 | Suspended Slab | Cast in Situ |  |  | 155 |  | 8.0548
19016154 |  | Structural Framing | Existing - ATC | C_BEA_CB_Concrete Beams_BxH_: 750x2100mm | 01-01-01-08-005-30 | Suspended Beam | Cast in Situ |  |  | 267.07 |  | 21.5891
19016156 |  | Walls | Existing - ATC | Basic Wall: C_WAL_CW_Concrete Wall_T_300mm | 01-01-01-08-005-30 | Wall | Cast in Situ |  |  | 166.6 |  | 2.4355
19016158 |  | Structural Framing | Existing - ATC | C_BEA_CB_Concrete Beams_BxH_: 750x1600mm | 01-01-01-08-005-30 | Suspended Beam | Cast in Situ |  |  | 267.07 |  | 15.1473
19016402 |  | Walls | Existing - ATC | Basic Wall: C_WAL_CW_Concrete Wall_T_750mm | 01-01-01-08-003-30 | Wall | Cast in Situ |  |  | 155.74 |  | 5.625
19016404 |  | Structural Framing | Existing - ATC | C_BEA_CB_Concrete Beams_BxH_: 200x600mm | 01-01-01-08-004-30 | Suspended Beam | Cast in Situ |  |  | 397.69 |  | 0.735
19016406 |  | Structural Framing | Existing - ATC | C_BEA_CB_Concrete Beams_BxH_: 200x600mm | 01-01-01-08-004-30 | Suspended Beam | Cast in Situ |  |  | 397.69 |  | 0.075001
19016591 |  | Walls | Existing - ATC | Basic Wall: C_WAL_CW_Concrete Wall_T_750mm | 01-01-01-08-004-30 | Wall | Cast in Situ |  |  | 163.8 |  | 23.5868
19017030 |  | Generic Models | New Construction | ATC_STR Vertical Opening (Rectangle): ATC_STR Vertical Opening (Rectangle)
19017055 |  | Generic Models | New Construction | ATC_STR Vertical Opening (Rectangle): ATC_STR Vertical Opening (Rectangle)
19017094 |  | Generic Models | New Construction | ATC_STR Vertical Opening (Round with Depth): Ø50
19017216 |  | Walls |  | Basic Wall: C_WAL_CW_Concrete Wall_T_750mm | [7 empty] | 0.0098072
19025593 |  | Structural Columns | New Construction | C_COL_CC_Concrete Columns Rectangular_BxH_: 700x900mm | 01-01-01-11-006-30 | Rectangular Column | Cast in Situ |  |  | 175.03 |  | 0.126
19025611 |  | Structural Columns | New Construction | C_COL_CC_Concrete Columns Rectangular_BxH_: 700x900mm | 01-01-01-11-006-30 | Rectangular Column | Cast in Situ |  |  | 175.03 |  | 0.126
19025684 |  | Structural Columns | New Construction | C_COL_CC_Concrete Columns Rectangular_BxH_: 700x1300mm | 01-01-01-11-006-30 | Rectangular Column | Cast in Situ |  |  | 175.03 |  | 0.182
19025705 |  | Structural Columns | New Construction | C_COL_CC_Concrete Columns Rectangular_BxH_: 700x1300mm | 01-01-01-11-006-30 | Rectangular Column | Cast in Situ |  |  | 175.03 |  | 0.182
19025751 |  | Structural Columns | New Construction | C_COL_CC_Concrete Columns Rectangular_BxH_: 700x1300mm | 01-01-01-11-006-30 | Rectangular Column | Cast in Situ |  |  | 175.03 |  | 0.182
19025842 |  | Structural Columns | New Construction | C_COL_CC_Concrete Columns Rectangular_BxH_: 700x1550mm | 01-01-01-11-005-30 | Rectangular Column | Cast in Situ |  |  | 166.6 |  | 0.217
19025844 |  | Structural Columns | New Construction | C_COL_CC_Concrete Columns Rectangular_BxH_: 700x1550mm | 01-01-01-11-005-30 | Rectangular Column | Cast in Situ |  |  | 166.6 |  | 0.217
19025918 |  | Structural Columns | New Construction | C_COL_CC_Concrete Columns Rectangular_BxH_: 700x1300mm | 01-01-01-13-006-30 | Rectangular Column | Cast in Situ |  |  | 175.03 |  | 0.182
19025935 |  | Structural Columns | New Construction | C_COL_CC_Concrete Columns Rectangular_BxH_: 700x1550mm | 01-01-01-13-006-30 | Rectangular Column | Cast in Situ |  |  | 175.03 |  | 0.217
19026085 |  | Structural Columns | New Construction | C_COL_CC_Concrete Columns Rectangular_BxH_: 950x950mm | 01-01-01-13-003-30 | Rectangular Column | Cast in Situ |  |  | 155.74 |  | 0.22562
19026087 |  | Structural Columns | Existing - ATC | C_COL_CC_Concrete Columns Rectangular_BxH_: 950x950mm | 01-01-01-13-003-30 | Rectangular Column | Cast in Situ |  |  | 155.74 |  | 0.22562
19026089 |  | Structural Columns | New Construction | C_COL_CC_Concrete Columns Rectangular_BxH_: 950x950mm | 01-01-01-13-003-30 | Rectangular Column | Cast in Situ |  |  | 155.74 |  | 0.22562
19026202 |  | Structural Columns | New Construction | C_COL_CC_Concrete Columns Rectangular_BxH_: 500x1795mm | 01-01-01-09-005-30 | Rectangular Column | Cast in Situ |  |  | 166.6 |  | 0.1795
19026624 |  | Structural Columns | New Construction | C_COL_CC_Concrete Columns Rectangular_BxH_: 700x1300mm | 01-01-01-10-005-30 | Rectangular Column | Cast in Situ |  |  | 166.6 |  | 0.18016
19026626 |  | Structural Columns | New Construction | C_COL_CC_Concrete Columns Rectangular_BxH_: 700x1300mm | 01-01-01-10-005-30 | Rectangular Column | Cast in Situ |  |  | 166.6 |  | 0.182
19026628 |  | Structural Columns | New Construction | C_COL_CC_Concrete Columns Rectangular_BxH_: 700x1600mm | 01-01-01-10-005-30 | Rectangular Column | Cast in Situ |  |  | 166.6 |  | 0.17331
19026630 |  | Structural Columns | New Construction | C_COL_CC_Concrete Columns Rectangular_BxH_: 1400x2000mm | 01-01-01-10-005-30 | Rectangular Column | Cast in Situ |  |  | 166.6 |  | 0.55656
19026705 |  | Structural Columns | New Construction | C_COL_CC_Concrete Columns Rectangular_BxH_: 800x2600mm | 01-01-01-10-005-30 | Rectangular Column | Cast in Situ |  |  | 166.6 |  | 0.33498
19029287 |  | Structural Columns | New Construction | C_COL_CC_Concrete Columns Rectangular_BxH_: 2500x1400mm | 01-01-01-09-005-30 | Rectangular Column | Cast in Situ |  |  | 175.83 |  | 0.875
19029430 |  | Structural Columns | New Construction | C_COL_CC_Concrete Columns Rectangular_BxH_: 2500x1400mm | 01-01-01-09-005-30 | Rectangular Column | Cast in Situ |  |  | 175.83 |  | 0.875
19034824 |  | Structural Columns | New Construction | C_COL_CC_Column Special 01: C_COL_CC_Column Special 01 | 01-01-01-09-005-30 | Rectangular Column | Cast in Situ |  |  | 175.83 |  | 0.57008
19036763 |  | Structural Columns | New Construction | C_COL_CC_Column Special 02: C_COL_CC_Column Special 02 | 01-01-01-09-005-30 | Rectangular Column | Cast in Situ |  |  | 175.83 |  | 0.57284
19037602 |  | Structural Columns | New Construction | C_COL_CC_Column Special 03: C_COL_CC_Column Special 03 | 01-01-01-09-005-30 | Rectangular Column | Cast in Situ |  |  | 175.83 |  | 0.48125
19038546 |  | Walls | New Construction | Basic Wall: C_WAL_CW_Concrete Wall_T_400mm | 01-01-01-10-002-30 | Upstand | Cast in Situ |  |  | 119.75 |  | 0.816
19040043 |  | Walls | New Construction | Basic Wall: C_WAL_CW_Concrete Wall_T_400mm | 01-01-01-10-002-30 | Upstand | Cast in Situ |  |  | 119.75 |  | 0.816
19040078 |  | Walls | New Construction | Basic Wall: C_WAL_CW_Concrete Wall_T_400mm | 01-01-01-10-002-30 | Upstand | Cast in Situ |  |  | 119.75 |  | 0.816
19040086 |  | Walls | New Construction | Basic Wall: C_WAL_CW_Concrete Wall_T_400mm | 01-01-01-10-002-30 | Upstand | Cast in Situ |  |  | 119.75 |  | 0.816
19040094 |  | Walls | New Construction | Basic Wall: C_WAL_CW_Concrete Wall_T_400mm | 01-01-01-10-002-30 | Upstand | Cast in Situ |  |  | 119.75 |  | 0.816
19040102 |  | Walls | New Construction | Basic Wall: C_WAL_CW_Concrete Wall_T_400mm | 01-01-01-10-002-30 | Upstand | Cast in Situ |  |  | 119.75 |  | 0.816
19040110 |  | Walls | New Construction | Basic Wall: C_WAL_CW_Concrete Wall_T_400mm | 01-01-01-10-002-30 | Upstand | Cast in Situ |  |  | 119.75 |  | 0.816
19040118 |  | Walls | New Construction | Basic Wall: C_WAL_CW_Concrete Wall_T_400mm | 01-01-01-10-002-30 | Upstand | Cast in Situ |  |  | 119.75 |  | 0.816
19040124 |  | Walls | New Construction | Basic Wall: C_WAL_CW_Concrete Wall_T_400mm | 01-01-01-10-002-30 | Upstand | Cast in Situ |  |  | 119.75 |  | 0.816
19040134 |  | Walls | New Construction | Basic Wall: C_WAL_CW_Concrete Wall_T_400mm | 01-01-01-10-002-30 | Upstand | Cast in Situ |  |  | 119.75 |  | 0.816
19040144 |  | Walls | New Construction | Basic Wall: C_WAL_CW_Concrete Wall_T_400mm | 01-01-01-10-002-30 | Upstand | Cast in Situ |  |  | 119.75 |  | 0.816
19040152 |  | Walls | New Construction | Basic Wall: C_WAL_CW_Concrete Wall_T_400mm | 01-01-01-10-002-30 | Upstand | Cast in Situ |  |  | 119.75 |  | 0.816
19040164 |  | Walls | New Construction | Basic Wall: C_WAL_CW_Concrete Wall_T_400mm | 01-01-01-10-002-30 | Upstand | Cast in Situ |  |  | 119.75 |  | 0.816
19040172 |  | Walls | New Construction | Basic Wall: C_WAL_CW_Concrete Wall_T_400mm | 01-01-01-10-002-30 | Upstand | Cast in Situ |  |  | 119.75 |  | 0.816
19040180 |  | Walls | New Construction | Basic Wall: C_WAL_CW_Concrete Wall_T_400mm | 01-01-01-10-002-30 | Upstand | Cast in Situ |  |  | 119.75 |  | 0.816
19040188 |  | Walls | New Construction | Basic Wall: C_WAL_CW_Concrete Wall_T_400mm | 01-01-01-10-002-30 | Upstand | Cast in Situ |  |  | 119.75 |  | 0.816
19040196 |  | Walls | New Construction | Basic Wall: C_WAL_CW_Concrete Wall_T_400mm | 01-01-01-10-002-30 | Upstand | Cast in Situ |  |  | 119.75 |  | 0.816
19040208 |  | Walls | New Construction | Basic Wall: C_WAL_CW_Concrete Wall_T_400mm | 01-01-01-10-002-30 | Upstand | Cast in Situ |  |  | 119.75 |  | 0.816
19040220 |  | Walls | New Construction | Basic Wall: C_WAL_CW_Concrete Wall_T_400mm | 01-01-01-10-002-30 | Upstand | Cast in Situ |  |  | 119.75 |  | 0.816
19040228 |  | Walls | New Construction | Basic Wall: C_WAL_CW_Concrete Wall_T_400mm | 01-01-01-10-002-30 | Upstand | Cast in Situ |  |  | 119.75 |  | 0.816
19040236 |  | Walls | New Construction | Basic Wall: C_WAL_CW_Concrete Wall_T_400mm | 01-01-01-10-002-30 | Upstand | Cast in Situ |  |  | 119.75 |  | 0.816
19040242 |  | Walls | New Construction | Basic Wall: C_WAL_CW_Concrete Wall_T_400mm | 01-01-01-10-002-30 | Upstand | Cast in Situ |  |  | 119.75 |  | 0.816
19040252 |  | Walls | New Construction | Basic Wall: C_WAL_CW_Concrete Wall_T_400mm | 01-01-01-10-002-30 | Upstand | Cast in Situ |  |  | 119.75 |  | 0.816
19040268 |  | Walls | New Construction | Basic Wall: C_WAL_CW_Concrete Wall_T_400mm | 01-01-01-10-002-30 | Upstand | Cast in Situ |  |  | 119.75 |  | 0.816
19040274 |  | Walls | New Construction | Basic Wall: C_WAL_CW_Concrete Wall_T_400mm | 01-01-01-10-002-30 | Upstand | Cast in Situ |  |  | 119.75 |  | 0.816
19040280 |  | Walls | New Construction | Basic Wall: C_WAL_CW_Concrete Wall_T_400mm | 01-01-01-10-002-30 | Upstand | Cast in Situ |  |  | 119.75 |  | 0.816

## Sheet5
Program Codes | Model Codes
01-01-01-04-009-30 | 01-01-01-09-003-30
01-01-01-05-009-30 | 01-01-01-09-001-30
01-01-01-02-009-30 | 01-01-01-09-002-30
01-01-01-03-009-30 | 01-01-01-10-003-30
01-01-01-03-010-30 | 01-01-01-11-004-30
01-01-01-01-009-30 | 01-01-01-09-004-30
01-01-01-06-008-30 | 01-01-01-10-004-30
01-01-01-17-001-30 | 01-01-01-09-005-30
01-01-01-10-002-30 | 01-01-01-08-005-30
01-01-01-17-002-30 | 01-01-01-10-005-30
01-01-01-09-003-30 | 01-01-01-13-005-30
01-01-01-10-003-30 | 01-01-01-09-006-30
01-01-01-11-003-30 | 01-01-01-13-006-30
01-01-01-12-003-30 | 01-01-01-08-006-30
01-01-01-13-003-30 | 01-01-01-09-007-30
01-01-01-16-003-30 | 01-01-01-13-007-30
01-01-01-17-003-30 | 01-01-01-11-001-30
01-01-01-15-003-30 | 01-01-01-11-002-30
01-01-01-07-004-30 | 01-01-01-11-003-30
01-01-01-08-004-30 | 01-01-01-10-002-30
01-01-01-09-004-30 | 01-01-01-11-005-30
01-01-01-10-004-30 | 01-01-01-10-006-30
01-01-01-11-004-30 | 01-01-01-11-006-30
01-01-01-13-004-30 | 01-01-01-13-002-30
01-01-01-14-004-30 | 01-01-01-13-001-30
01-01-01-15-004-30 | 01-01-01-08-007-30
01-01-01-16-004-30 | 01-01-01-08-004-30
01-01-01-17-004-30 | 01-01-01-13-003-30
01-01-01-07-005-30
01-01-01-08-005-30
01-01-01-09-005-30
01-01-01-10-005-30
01-01-01-11-005-30
01-01-01-13-005-30
01-01-01-14-005-30
01-01-01-16-005-30
01-01-01-17-005-30
01-01-01-07-006-30
01-01-01-08-006-30
01-01-01-09-006-30
01-01-01-11-006-30
01-01-01-13-006-30
01-01-01-14-006-30
01-01-01-07-007-30
01-01-01-08-007-30
01-01-01-09-007-30
01-01-01-13-007-30
01-01-01-14-007-30
01-01-01-18-001-30
01-01-01-18-003-30
01-01-01-19-004-30
01-01-01-19-001-30
01-01-02-21-012-08
01-01-02-21-012-07
01-01-02-22-012-08
01-01-02-22-012-07
01-01-02-23-012-08
01-01-02-24-012-08
01-01-02-24-012-06
01-01-02-25-012-08
01-01-02-25-012-06
01-01-02-26-012-08
01-01-02-26-012-06
01-01-02-27-012-08
01-01-02-28-012-08
01-01-02-29-013-09
01-01-02-29-013-06
01-01-02-30-013-09
01-01-02-30-013-07
01-01-02-31-013-09
01-01-02-31-013-07
01-01-02-32-013-09
01-01-02-32-013-07
01-01-02-33-013-09
01-01-02-33-013-07
01-01-02-34-013-09
01-01-02-34-013-07
01-01-02-35-013-09
01-01-02-35-013-06
01-01-02-36-013-09
01-01-02-36-013-06
01-01-02-37-013-09
01-01-02-21-012-30
01-01-02-25-012-30
01-01-02-26-012-30
01-01-03-38-014-11
01-01-03-38-014-12
01-01-03-39-014-13
01-01-04-40-014-30
01-01-04-37-014-30
01-01-04-52-014-70
01-01-04-52-014-30

## Sheet4
883819 | 883819,894962,2179182,2223506,2229879,4520933,4521299,4528969,4537333,4758202,4907585,4916169,5446432,5446778,5446835,5446843,5446851,5446861,5446869,5446877,5446885,5446893,5446901,5446909,5446921,5446929,5446937,5446945,5446953,5446961,5446969,5446977,5446985,5447152,5447320,5447328,5447336,5447387,5447395,5447403,5447411,5447419,5447427,5447435,5447473,5447481,5447594,5447602,5447610,5447620,5447628,5447636,5448024,5448132,5448282,5448290,5448298,5448310,5448320,5448328,5448336,5448346,5448356,5448366,5448376,5448384,5448392,5448400,5448408,5448416,5448424,5448434,5448444,5448452,5448462,5448472,5448480,5448490,5448498,5448506,5448514,5448524,5448598,5448712,5448824,5448832,5448840,5448848,5448856,5448866,5448878,5448888,5448896,5448906,5448914,5448924,5448966,5448976,5448984,5448992,5449000,5449042,5449050,5449058,5449066,5538429,5538430,5568894,5568895,8614057,8614076,8614095,8614114,8614154,8847746,8878491,8878494,8878497,8878499,8878501,8878504,8878506,8878507,8878508,8878510,8878511,8878512,8878513,8878514,8878515,8878516,8901958,9386223,9386258,9863573,10075723,10075724,10075725,10075726,10075727,10075728,10075729,10075730,10075731,10075732,10075733,10075734,10075735,10075736,10075737,10075799,10075800,10075801,10075802,10075803,10075804,10075805,10075806,10075807,10075808,10075809,10075810,10075811,10075812,10075813,10075814,10075815,10075816,10075817,10075818,10076310,10076318,10076326,10076336,10076344,10076352,10076360,10076370,10076378,10076386,10076394,10076404,10076412,10076420,10076428,10076436,10076444,10076452,10076460,10076468,10076476,10076484,10076492,10076792,10108725,10278058,10302158,10302246,10707342,10707343,10707344,10707345,10707346,10707404,10707423,10707426,10707427,10707428,10707429,10707430,10707432,10707433,10707434,10707435,10707436,10707437,10707438,10707440,10707442,10707443,10707444,10707445,10707447,10707448,10707449,10707465,10707501,10707502,10720677,10891314,10891330,10891348,10892173,10894671,11054891,11054918,11054953,11054995,11055035,11337169,11337235,11337306,11337413,11343450,11343487,11343526,11343574,11343625,11395823,11396287,11396565,11396812,11407040,11407273,11407539,11410887,11683629,12872650,12872651,12872652,12872653,12872654,12872655,12872656,12872657,12872658,12872659,12872660,12872661,12872662,12872663,12872664,12872665,12872666,12872667,12872668,12872669,12872670,12872671,12872672,12872673,12872674,12872675,12872676,12872677,12872678,12872679,12872680,12872681,12872682,12872683,12872684,12872685,12872686,12872687,12872688,12872689,12872690,12872691,12872692,12872693,12872694,12872695,12872696,12872697,12872698,12872699,12872700,12872701,12872702,12872703,12872704,12872705,12872706,12872707,12872708,12872709,12872710,12872711,12872712,12872713,12872714,12872715,12872716,12872717,12872718,12872719,12872720,12872721,12872722,12872723,12872724,12872725,12872726,12872727,12872728,12872729,12872730,12872731,12872732,12872733,12872734,12873020,12873021,12873022,12873023,12873024,12873025,12873026,12873027,12873028,12873029,12873030,12873031,12873032,12873033,12873034,12873035,12873036,12873037,12873038,12873039,12873040,12873041,12873060,12873061,12873062,12873063,12873064,12873706,12873707,12873708,12873709,12873710,12873711,12873712,12873713,12873714,12873715,12873716,12873717,12873718,12873720,12886007,12886050,12886135,12886174,12915706,13005480,13005887,13006032,13006249,13012359,13012398,13012424,13012452,13710589,13730502,13731373,13929741,13929742,13929743,13929744,13929745,13929746,14943608,15064112,15175477,15175514,15175889,15175968,15176047,15176078,15176115,15177068,15229465,15229467,15229468,15229469,15229471,15229472,15229476,15229477,15229478,15229505,15229506,15234979,15386569,15423004,15585088,15589198,15589199,15608855,15608856,15608885,15608902,15608913,15609102,15609103,15609104,15609105,15609106,15609107,15609108,15609109,15609110,15609137,15609138,15609165,15609230,15609231,15609232,15609233,15609234,15609235,15609236,15609237,15609238,15609265,15609266,15609293,15609423,15609424,15609425,15609432,15609433,15609434,15667350,15667351,15667352,15667353,15667354,15667355,15667356,15678215,16678041,16678058,16717472,16717537,17181914,17181915,17181916,17181917,17181918,17181919,17181920,17181921,17181922,17181923,17181924,17181925,17181926,17181927,17181929,17181933,17181934,17181940,17181941,17181942,17181943,17181944,17181945,17181946,17181947,17181948,17181949,17181950,17181951,17181952,17181953,17181954,17181955,17181956,17181957,17181958,17181959,17181960,17181961,17181962,17181963,17181964,17181965,17181966,17181967,17181968,17181969,17181970,17181971,17181972,17181974,17181987,17181989,17181990,17181991,17181996,17182005,17182006,17182007,17182010,17182011,17405308,17405309,17405311,17405314,17405315,17405316,17405317,17405318,17405319,17405320,17405996,17407937,17407938,17407940,17407942,17407943,17407944,17407945,17407946,17407947,17408602,17420973,17420974,17420975,17420976,17420980,17420981,17420982,17420983,17420984,17420985,17420995,17420996,17421063,17457504,17457506,17457507,17457513,17457522,17457524,17457530,17457532,17457533,17457536,17457541,17457542,17457549,17457557,17457558,17457559,17457560,17457561,17457562,17457563,17457570,17457571,17457572,17457573,17457574,17457575,17457582,17457583,17457584,17457585,17457587,17457589,17457591,17457592,17457593,17457594,17457595,17457596,17457597,17457598,17457599,17457600,17457601,17457602,17457603,17457604,17457606,17457607,17457608,17457610,17457611,17474331,17474337,17474383,17474386,17474387,17508857,17508858,17508859,17508871,17508872,17508873,17508874,17508875,17508876,17508877,17508878,17508879,17508880,17508881,17508882,17508883,17508884,17508885,17508886,17508887,17508888,17508889,17508890,17508891,17508893,17508895,17508896,17508897,17508898,17508899,17508900,17508901,17508908,17508909,17508910,17508911,17508912,17508914,17508915,17508917,17508921,17508922,17508923,17508924,17508925,17508971,17508972,17508974,17508976,17508977,17528668,17528669,17529086,17529087,17529088,17529089,17529090,17529092,17529094,17529096,17529097,17529098,17529099,17529100,17529101,17529102,17529103,17529105,17529106,17529107,17529108,17529109,17585268,17585269,17585271,17585272,17585273,17585274,17585275,17585276,17585277,17585278,17585279,17585280,17585281,17585282,17585283,17585284,17585285,17831016,17831018,17831019,17831020,17831023,17831024,17831026,17831030,17831033,17832538,17832540,17832542,17832543,17832544,17832545,17832546,17841093,18037050,18165588,18822367,18823276,18823460,18838553,18838554,18838555,18838556,18838557,18838558,18838559,18838560,18838561,18838562,18838563,18838564,18838565,18838566,18838567,18838568,18838569,18838570,18838571,18838572,18838573,18838574,18838575,18838576,18838577,18838578,18838579,18838580,18841832,18852333,18852376,18852395,18871126,18871127,18931473,18931891,18931972,18985813,18997069,18997470,18997471,18997472,18997473,18997474,18997475,18997476,18997477,18997478,19010408,19015527,19017216
894962
2179182
2223506
2229879
4520933
4521299
4528969
4537333
4758202
4907585
4916169
5446432
5446778
5446835
5446843
5446851
5446861
5446869
5446877
5446885
5446893
5446901
5446909
5446921
5446929
5446937
5446945
5446953
5446961
5446969
5446977
5446985
5447152
5447320
5447328
5447336
5447387
5447395
5447403
5447411
5447419
5447427
5447435
5447473
5447481
5447594
5447602
5447610
5447620
5447628
5447636
5448024
5448132
5448282
5448290
5448298
5448310
5448320
5448328
5448336
5448346
5448356
5448366
5448376
5448384
5448392
5448400
5448408
5448416
5448424
5448434
5448444
5448452
5448462
5448472
5448480
5448490
5448498
5448506
5448514
5448524
5448598
5448712
5448824
5448832
5448840
5448848
5448856
5448866
5448878
5448888
5448896
5448906
5448914
5448924
5448966
5448976
5448984
5448992
5449000
5449042
5449050
5449058
5449066
5538429
5538430
5568894
5568895
8614057
8614076
8614095
8614114
8614154
8847746
8878491
8878494
8878497
8878499
8878501
8878504
8878506
8878507
8878508
8878510
8878511
8878512
8878513
8878514
8878515
8878516
8901958
9386223
9386258
9863573
10075723
10075724
10075725
10075726
10075727
10075728
10075729
10075730
10075731
10075732
10075733
10075734
10075735
10075736
10075737
10075799
10075800
10075801
10075802
10075803
10075804
10075805
10075806
10075807
10075808
10075809
10075810
10075811
10075812
10075813
10075814
10075815
10075816
10075817
10075818
10076310
10076318
10076326
10076336
10076344
10076352
10076360
10076370
10076378
10076386
10076394
10076404
10076412
10076420
10076428
10076436
10076444
10076452
10076460
10076468
10076476
10076484
10076492
10076792
10108725
10278058
10302158
10302246
10707342
10707343
10707344
10707345
10707346
10707404
10707423
10707426
10707427
10707428
10707429
10707430
10707432
10707433
10707434
10707435
10707436
10707437
10707438
10707440
10707442
10707443
10707444
10707445
10707447
10707448
10707449
10707465
10707501
10707502
10720677
10891314
10891330
10891348
10892173
10894671
11054891
11054918
11054953
11054995
11055035
11337169
11337235
11337306
11337413
11343450
11343487
11343526
11343574
11343625
11395823
11396287
11396565
11396812
11407040
11407273
11407539
11410887
11683629
12872650
12872651
12872652
12872653
12872654
12872655
12872656
12872657
12872658
12872659
12872660
12872661
12872662
12872663
12872664
12872665
12872666
12872667
12872668
12872669
12872670
12872671
12872672
12872673
12872674
12872675
12872676
12872677
12872678
12872679
12872680
12872681
12872682
12872683
12872684
12872685
12872686
12872687
12872688
12872689
12872690
12872691
12872692
12872693
12872694
12872695
12872696
12872697
12872698
12872699
12872700
12872701
12872702
12872703
12872704
12872705
12872706
12872707
12872708
12872709
12872710
12872711
12872712
12872713
12872714
12872715
12872716
12872717
12872718
12872719
12872720
12872721
12872722
12872723
12872724
12872725
12872726
12872727
12872728
12872729
12872730
12872731
12872732
12872733
12872734
12873020
12873021
12873022
12873023
12873024
12873025
12873026
12873027
12873028
12873029
12873030
12873031
12873032
12873033
12873034
12873035
12873036
12873037
12873038
12873039
12873040
12873041
12873060
12873061
12873062
12873063
12873064
12873706
12873707
12873708
12873709
12873710
12873711
12873712
12873713
12873714
12873715
12873716
12873717
12873718
12873720
12886007
12886050
12886135
12886174
12915706
13005480
13005887
13006032
13006249
13012359
13012398
13012424
13012452
13710589
13730502
13731373
13929741
13929742
13929743
13929744
13929745
13929746
14943608
15064112
15175477
15175514
15175889
15175968
15176047
15176078
15176115
15177068
15229465
15229467
15229468
15229469
15229471
15229472
15229476
15229477
15229478
15229505
15229506
15234979
15386569
15423004
15585088
15589198
15589199
15608855
15608856
15608885
15608902
15608913
15609102
15609103
15609104
15609105
15609106
15609107
15609108
15609109
15609110
15609137
15609138
15609165
15609230
15609231
15609232
15609233
15609234
15609235
15609236
15609237
15609238
15609265
15609266
15609293
15609423
15609424
15609425
15609432
15609433
15609434
15667350
15667351
15667352
15667353
15667354
15667355
15667356
15678215
16678041
16678058
16717472
16717537
17181914
17181915
17181916
17181917
17181918
17181919
17181920
17181921
17181922
17181923
17181924
17181925
17181926
17181927
17181929
17181933
17181934
17181940
17181941
17181942
17181943
17181944
17181945
17181946
17181947
17181948
17181949
17181950
17181951
17181952
17181953
17181954
17181955
17181956
17181957
17181958
17181959
17181960
17181961
17181962
17181963
17181964
17181965
17181966
17181967
17181968
17181969
17181970
17181971
17181972
17181974
17181987
17181989
17181990
17181991
17181996
17182005
17182006
17182007
17182010
17182011
17405308
17405309
17405311
17405314
17405315
17405316
17405317
17405318
17405319
17405320
17405996
17407937
17407938
17407940
17407942
17407943
17407944
17407945
17407946
17407947
17408602
17420973
17420974
17420975
17420976
17420980
17420981
17420982
17420983
17420984
17420985
17420995
17420996
17421063
17457504
17457506
17457507
17457513
17457522
17457524
17457530
17457532
17457533
17457536
17457541
17457542
17457549
17457557
17457558
17457559
17457560
17457561
17457562
17457563
17457570
17457571
17457572
17457573
17457574
17457575
17457582
17457583
17457584
17457585
17457587
17457589
17457591
17457592
17457593
17457594
17457595
17457596
17457597
17457598
17457599
17457600
17457601
17457602
17457603
17457604
17457606
17457607
17457608
17457610
17457611
17474331
17474337
17474383
17474386
17474387
17508857
17508858
17508859
17508871
17508872
17508873
17508874
17508875
17508876
17508877
17508878
17508879
17508880
17508881
17508882
17508883
17508884
17508885
17508886
17508887
17508888
17508889
17508890
17508891
17508893
17508895
17508896
17508897
17508898
17508899
17508900
17508901
17508908
17508909
17508910
17508911
17508912
17508914
17508915
17508917
17508921
17508922
17508923
17508924
17508925
17508971
17508972
17508974
17508976
17508977
17528668
17528669
17529086
17529087
17529088
17529089
17529090
17529092
17529094
17529096
17529097
17529098
17529099
17529100
17529101
17529102
17529103
17529105
17529106
17529107
17529108
17529109
17585268
17585269
17585271
17585272
17585273
17585274
17585275
17585276
17585277
17585278
17585279
17585280
17585281
17585282
17585283
17585284
17585285
17831016
17831018
17831019
17831020
17831023
17831024
17831026
17831030
17831033
17832538
17832540
17832542
17832543
17832544
17832545
17832546
17841093
18037050
18165588
18822367
18823276
18823460
18838553
18838554
18838555
18838556
18838557
18838558
18838559
18838560
18838561
18838562
18838563
18838564
18838565
18838566
18838567
18838568
18838569
18838570
18838571
18838572
18838573
18838574
18838575
18838576
18838577
18838578
18838579
18838580
18841832
18852333
18852376
18852395
18871126
18871127
18931473
18931891
18931972
18985813
18997069
18997470
18997471
18997472
18997473
18997474
18997475
18997476
18997477
18997478
19010408
19015527
19017216